## Eng estimate (hidden)
Part- A ( Annexure-1) (BoQ)
Cyclone Resilient Infra
Supply Cost
| Description of items | UOM | Quantity (A) |  |  | Unit Rate | Total Cost of materials | GST @18% on Total Material Cost(in Rs.) | Landed Cost(in Rs.) | Stock, Storage & Insurance i.e 3% | Sub Total C=A+B | Contigency @ 3% of C | Tools & Plants @ 2% of C | Transportation @ 7.5% of C | Sub-Total (in Rs.) | Building & Other Cocstruction workers(cess(BOCW) Cess @1% of Total Amount | Total amount (In Rs.)
1 | Pole |  |  | Pole | TRUE | 0
1.1 | WPB 160x152 (30.44KG/Mtr.),13 mtr- with base plate 300x300x12 | EA | 14 | WPB 160x152 (30.44KG/Mtr.),13 mtr- with base plate 300x300x12 | TRUE | 40427 | 565978 | 101876.04 | 667854.04 | 20035.6212 | 687889.6612 | 20636.6898 | 13757.7932 | 51591.7246 | 773875.8689 | 7738.7587 | 781614.6275
1.2 | WPB 160x152 (30.44KG/Mtr.),11 mtr- with base plate 300x300x12 | EA | 84 | WPB 160x152 (30.44KG/Mtr.),11 mtr- with base plate 300x300x12 | TRUE | 34321.52 | 2883007.68 | 518941.3824 | 3401949.0624 | 102058.4719 | 3504007.5343 | 105120.226 | 70080.1507 | 262800.5651 | 3942008.4761 | 39420.0848 | 3981428.5608
1.3 | 13 Mtr. Long H-Pole | EA | 200 | 13 Mtr. Long H-Pole | TRUE | 62705.93 | 12541186 | 2257413.48 | 14798599.48 | 443957.9844 | 15242557.4644 | 457276.7239 | 304851.1493 | 1143191.8098 | 17147877.1475 | 171478.7715 | 17319355.9189
2 | Conductor & Cable |  |  | Conductor & Cable | TRUE | 0 | 0 | 0 | 0 | 0 | 0 | 0 | 0 | 0 | 0 | 0 | 0
2.1 | AAA conductor,232 mm2 | M | 43280 | AAA conductor,232 mm2 | TRUE | 221.52 | 9587385.6 | 1725729.408 | 11313115.008 | 339393.4502 | 11652508.4582 | 349575.2537 | 233050.1692 | 873938.1344 | 13109072.0155 | 131090.7202 | 13240162.7357
2.2 | AAA conductor,100 mm2 | M | 1855.56 | AAA conductor,100 mm2 | TRUE | 74.8 | 138795.888 | 24983.2598 | 163779.1478 | 4913.3744 | 168692.5223 | 5060.7757 | 3373.8504 | 12651.9392 | 189779.0876 | 1897.7909 | 191676.8784
2.3 | 3C x 400 mm2 33KV XLPE Cable (Armoured), A2XWY | M | 49140 | 3C x 400 mm2 33KV XLPE Cable (Armoured), A2XWY | TRUE | 3116 | 153120240 | 27561643.2 | 180681883.2 | 5420456.496 | 186102339.696 | 5583070.1909 | 3722046.7939 | 13957675.4772 | 209365132.158 | 2093651.3216 | 211458783.4796
2.4 | 3C x 400 mm2 11KV XLPE Cable (Armoured), A2XWY | M | 9150 | 3C x 400 mm2 11KV XLPE Cable (Armoured), A2XWY | TRUE | 2040 | 18666000 | 3359880 | 22025880 | 660776.4 | 22686656.4 | 680599.692 | 453733.128 | 1701499.23 | 25522488.45 | 255224.8845 | 25777713.3345
3 | RMU |  |  | RMU | TRUE | 0 | 0 | 0 | 0 | 0 | 0 | 0 | 0 | 0 | 0 | 0 | 0
3.1 | Supply of RMU 33KV 4W 630A LLVV(2ISO+2BKR)+ AUX.PT | EA | 9 | Supply of RMU 33KV 4W 630A LLVV(2ISO+2BKR)+ AUX.PT | TRUE | 3018066 | 27162594 | 4889266.92 | 32051860.92 | 961555.8276 | 33013416.7476 | 990402.5024 | 660268.335 | 2476006.2561 | 37140093.841 | 371400.9384 | 37511494.7795
3.19 | Supply of 11kV RMU 4WAY 630A LLVV WITH FRTU & AUXPT | EA | 13 | Supply of 11kV RMU 4WAY 630A LLVV WITH FRTU & AUXPT | TRUE | 1123040.14 | 14599521.82 | 2627913.9276 | 17227435.7476 | 516823.0724 | 17744258.82 | 532327.7646 | 354885.1764 | 1330819.4115 | 19962291.1725 | 199622.9117 | 20161914.0843
3.2 | RMU 33KV 630A SINGLE BKR MODULE + AUXPT | EA | 2 | RMU 33KV 630A SINGLE BKR MODULE + AUXPT | TRUE | 1930909 | 3861818 | 695127.24 | 4556945.24 | 136708.3572 | 4693653.5972 | 140809.6079 | 93873.0719 | 352024.0198 | 5280360.2969 | 52803.603 | 5333163.8998
3.2 | Pre-Wired FRTU Panel with FRTU | EA | 11 | Pre-Wired FRTU Panel with FRTU | TRUE | 121744 | 1339184 | 241053.12 | 1580237.12 | 47407.1136 | 1627644.2336 | 48829.327 | 32552.8847 | 122073.3175 | 1831099.7628 | 18310.9976 | 1849410.7604
3.3 | Managed Layer2 Ethernet Switch (FRTU Panel) | EA | 11 | Managed Layer2 Ethernet Switch (FRTU Panel) | TRUE | 100000 | 1100000 | 198000 | 1298000 | 38940 | 1336940 | 40108.2 | 26738.8 | 100270.5 | 1504057.5 | 15040.575 | 1519098.075
3.4 | Networking Accessories | SET | 11 | Networking Accessories | TRUE | 72 | 792 | 142.56 | 934.56 | 28.0368 | 962.5968 | 28.8779 | 19.2519 | 72.1948 | 1082.9214 | 10.8292 | 1093.7506
3.5 | CMR with Mounting Base for Digital Inputs | EA | 352 | CMR with Mounting Base for Digital Inputs | TRUE | 650 | 228800 | 41184 | 269984 | 8099.52 | 278083.52 | 8342.5056 | 5561.6704 | 20856.264 | 312843.96 | 3128.4396 | 315972.3996
3.6 | Interposing Relay for Digital Output | EA | 176 | Interposing Relay for Digital Output | TRUE | 467.94 | 82357.44 | 14824.3392 | 97181.7792 | 2915.4534 | 100097.2326 | 3002.917 | 2001.9447 | 7507.2924 | 112609.3866 | 1126.0939 | 113735.4805
3.7 | Battery Charger | EA | 11 | Battery Charger | TRUE | 15385 | 169235 | 30462.3 | 199697.3 | 5990.919 | 205688.219 | 6170.6466 | 4113.7644 | 15426.6164 | 231399.2464 | 2313.9925 | 233713.2388
3.8 | Battery | EA | 11 | Battery | TRUE | 7682 | 84502 | 15210.36 | 99712.36 | 2991.3708 | 102703.7308 | 3081.1119 | 2054.0746 | 7702.7798 | 115541.6971 | 1155.417 | 116697.1141
3.9 | 4G Modem cum Router | EA | 11 | 4G Modem cum Router | TRUE | 18500 | 203500 | 36630 | 240130 | 7203.9 | 247333.9 | 7420.017 | 4946.678 | 18550.0425 | 278250.6375 | 2782.5064 | 281033.1439
3.1 | Instrumentation Cable 12 C X 0.5 mm2, Armored cable for Status and Indications | M | 440 | Instrumentation Cable 12 C X 0.5 mm2, Armored cable for Status and Indications | TRUE | 204.87 | 90142.8 | 16225.704 | 106368.504 | 3191.0551 | 109559.5591 | 3286.7868 | 2191.1912 | 8216.9669 | 123254.504 | 1232.545 | 124487.0491
3.11 | Instrumentation Cable 7 C X 1.5 mm2, Armored for Control Output | M | 440 | Instrumentation Cable 7 C X 1.5 mm2, Armored for Control Output | TRUE | 305.58 | 134455.2 | 24201.936 | 158657.136 | 4759.7141 | 163416.8501 | 4902.5055 | 3268.337 | 12256.2638 | 183843.9563 | 1838.4396 | 185682.3959
3.12 | Twisted Pair Shielded & Over all shielded Instrumentation Cable 5 P X 1.0 mm2, Armored for Analog Input | M | 440 | Twisted Pair Shielded & Over all shielded Instrumentation Cable 5 P X 1.0 mm2, Armored for Analog Input | TRUE | 275.23 | 121101.2 | 21798.216 | 142899.416 | 4286.9825 | 147186.3985 | 4415.592 | 2943.728 | 11038.9799 | 165584.6983 | 1655.847 | 167240.5453
3.13 | 4 C X 4 mm2 Copper cable for extension of CT & PT | M | 220 | 4 C X 4 mm2 Copper cable for extension of CT & PT | TRUE | 165.25 | 36355 | 6543.9 | 42898.9 | 1286.967 | 44185.867 | 1325.576 | 883.7173 | 3313.94 | 49709.1004 | 497.091 | 50206.1914
3.14 | 2 C X 4 mm2 Cable for DC Power Supply | M | 110 | 2 C X 4 mm2 Cable for DC Power Supply | TRUE | 150 | 16500 | 2970 | 19470 | 584.1 | 20054.1 | 601.623 | 401.082 | 1504.0575 | 22560.8625 | 225.6086 | 22786.4711
3.15 | 4P X 0.36 mm2, Armored Communication Cable for MFM | M | 220 | 4P X 0.36 mm2, Armored Communication Cable for MFM | TRUE | 148.43 | 32654.6 | 5877.828 | 38532.428 | 1155.9728 | 39688.4008 | 1190.652 | 793.768 | 2976.6301 | 44649.4509 | 446.4945 | 45095.9455
3.16 | Armored CAT6 SFTP Cable | M | 220 | Armored CAT6 SFTP Cable | TRUE | 45.87 | 10091.4 | 1816.452 | 11907.852 | 357.2356 | 12265.0876 | 367.9526 | 245.3018 | 919.8816 | 13798.2235 | 137.9822 | 13936.2057
3.17 | Un-Armored CAT6 SFTP Cable | M | 220 | Un-Armored CAT6 SFTP Cable | TRUE | 89.45 | 19679 | 3542.22 | 23221.22 | 696.6366 | 23917.8566 | 717.5357 | 478.3571 | 1793.8392 | 26907.5887 | 269.0759 | 27176.6646
3.18 | Multi Function Meter | EA | 22 | Multi Function Meter | TRUE | 18651 | 410322 | 73857.96 | 484179.96 | 14525.3988 | 498705.3588 | 14961.1608 | 9974.1072 | 37402.9019 | 561043.5286 | 5610.4353 | 566653.9639
4 | Cable Jointing Kits |  |  | Cable Jointing Kits | TRUE | 0 | 0 | 0 | 0 | 0 | 0 | 0 | 0 | 0 | 0 | 0 | 0
4.1 | Heat shrinkable jointing kit for 3Cx400 mm² 11KV XLPE Cable(indoor type)(TOUCH PROOF) | EA | 52 | Heat shrinkable jointing kit for 3Cx400 mm² 11KV XLPE Cable(indoor type) | FALSE | 13606.44 | 707534.88 | 127356.2784 | 834891.1584 | 25046.7348 | 859937.8932 | 25798.1368 | 17198.7579 | 64495.342 | 967430.1298 | 9674.3013 | 977104.4311
4.2 | Heat shrinkable jointing kit for 3Cx400 mm² 11KV XLPE Cable(outdoor type) | EA | 46 | Heat shrinkable jointing kit for 3Cx400 mm² 11KV XLPE Cable(outdoor type) | TRUE | 19743.68 | 908209.28 | 163477.6704 | 1071686.9504 | 32150.6085 | 1103837.5589 | 33115.1268 | 22076.7512 | 82787.8169 | 1241817.2538 | 12418.1725 | 1254235.4263
4.3 | Heat shrinkable jointing kit for 3Cx400 mm² 11KV XLPE Cable(Straight type) | EA | 30 | Heat shrinkable jointing kit for 3Cx400 mm² 11KV XLPE Cable(Straight type) | TRUE | 35950.14 | 1078504.2 | 194130.756 | 1272634.956 | 38179.0487 | 1310814.0047 | 39324.4201 | 26216.2801 | 98311.0504 | 1474665.7553 | 14746.6576 | 1489412.4128
4.4 | Heat Shrinkable jointing kit for 3C x 400 mm2 33KV XLPE Cable (Outdoor type) | EA | 96 | Heat Shrinkable jointing kit for 3C x 400 mm2 33KV XLPE Cable (Outdoor type) | TRUE | 47222.1 | 4533321.6 | 815997.888 | 5349319.488 | 160479.5846 | 5509799.0726 | 165293.9722 | 110195.9815 | 413234.9304 | 6198523.9567 | 61985.2396 | 6260509.1963
4.5 | Heat shrinkable jointing kit for 3C x 400 mm2 33 KV XLPE Cable ((Straight type)) | EA | 190 | Heat shrinkable jointing kit for 3C x 400 mm2 33 KV XLPE Cable ((Straight type)) | TRUE | 97403.48 | 18506661.2 | 3331199.016 | 21837860.216 | 655135.8065 | 22492996.0225 | 674789.8807 | 449859.9204 | 1686974.7017 | 25304620.5253 | 253046.2053 | 25557666.7305
4.6 | Heat shrinkable jointing kit for 3Cx400mm² 33KV XLPE Cable(indoor type) (TOUCH PROOF) | EA | 40 | Heat shrinkable jointing kit for 3Cx400mm² 33KV XLPE Cable(indoor type) (TOUCH PROOF) | TRUE | 71915 | 2876600 | 517788 | 3394388 | 101831.64 | 3496219.64 | 104886.5892 | 69924.3928 | 262216.473 | 3933247.095 | 39332.4709 | 3972579.5659
5 | Conductor Insulator & Hardware fitting |  |  | Conductor Insulator & Hardware fitting | TRUE | 0 | 0 | 0 | 0 | 0 | 0 | 0 | 0 | 0 | 0 | 0 | 0
5.1 | PG Clamp for 100 mm2 AAAC conductor | EA | 252 | PG Clamp for 100 mm2 AAAC conductor | TRUE | 788.8 | 198777.6 | 35779.968 | 234557.568 | 7036.727 | 241594.295 | 7247.8289 | 4831.8859 | 18119.5721 | 271793.5819 | 2717.9358 | 274511.5177
5.2 | Clamp for pipe | EA | 171.2 | Clamp for pipe | TRUE | 80 | 13696 | 2465.28 | 16161.28 | 484.8384 | 16646.1184 | 499.3836 | 332.9224 | 1248.4589 | 18726.8832 | 187.2688 | 18914.152
5.3 | PG Clamp for 232 mm2 AAAC conductor | EA | 528 | PG Clamp for 232 mm2 AAAC conductor | TRUE | 1633 | 862224 | 155200.32 | 1017424.32 | 30522.7296 | 1047947.0496 | 31438.4115 | 20958.941 | 78596.0287 | 1178940.4308 | 11789.4043 | 1190729.8351
5.4 | Wedge connector for 232 sq.mm AAA conductor | EA | 30 | Wedge connector for 232 sq.mm AAA conductor | TRUE | 333 | 9990 | 1798.2 | 11788.2 | 353.646 | 12141.846 | 364.2554 | 242.8369 | 910.6385 | 13659.5768 | 136.5958 | 13796.1725
5.5 | Paddle clamp for wedge connector of 232 sq.mm AAA conductor | EA | 30 | Paddle clamp for wedge connector of 232 sq.mm AAA conductor | TRUE | 278 | 8340 | 1501.2 | 9841.2 | 295.236 | 10136.436 | 304.0931 | 202.7287 | 760.2327 | 11403.4905 | 114.0349 | 11517.5254
5.6 | GI Nut , Bolt & Washer of different sizes | KG | 5102.324 | GI Nut , Bolt & Washer of different sizes | TRUE | 110.76 | 565133.4062 | 101724.0131 | 666857.4194 | 20005.7226 | 686863.1419 | 20605.8943 | 13737.2628 | 51514.7356 | 772721.0347 | 7727.2103 | 780448.245
5.7 | Eye hook | No | 72 | Eye hook | TRUE | 85.2 | 6134.4 | 1104.192 | 7238.592 | 217.1578 | 7455.7498 | 223.6725 | 149.115 | 559.1812 | 8387.7185 | 83.8772 | 8471.5957
5.8 | POLYCARBONATE BIRD GUARD | EA | 45 | POLYCARBONATE BIRD GUARD | TRUE | 29.4 | 1323 | 238.14 | 1561.14 | 46.8342 | 1607.9742 | 48.2392 | 32.1595 | 120.5981 | 1808.971 | 18.0897 | 1827.0607
5.9 | 11kV,5kN pin insulator polymer | No | 126 | 11kV,5kN pin insulator polymer | TRUE | 272 | 34272 | 6168.96 | 40440.96 | 1213.2288 | 41654.1888 | 1249.6257 | 833.0838 | 3124.0642 | 46860.9624 | 468.6096 | 47329.572
5.1 | H/W fitting(B&S) 70KN,3 Bolt | Set | 252 | H/W fitting(B&S) 70KN,3 Bolt | TRUE | 476 | 119952 | 21591.36 | 141543.36 | 4246.3008 | 145789.6608 | 4373.6898 | 2915.7932 | 10934.2246 | 164013.3684 | 1640.1337 | 165653.5021
5.11 | 11kV Disc insulator (B&S) 70KN polymer | No | 252 | 11kV Disc insulator (B&S) 70KN polymer | TRUE | 1564 | 394128 | 70943.04 | 465071.04 | 13952.1312 | 479023.1712 | 14370.6951 | 9580.4634 | 35926.7378 | 538901.0676 | 5389.0107 | 544290.0783
5.12 | 33kV,10kN pin insulator polymer | No | 1069 | 33kV,10kN pin insulator polymer | TRUE | 681.6 | 728630.4 | 131153.472 | 859783.872 | 25793.5162 | 885577.3882 | 26567.3216 | 17711.5478 | 66418.3041 | 996274.5617 | 9962.7456 | 1006237.3073
5.13 | 33kV Disc insulator (B&S) 120KN polymer | No | 522 | 33kV Disc insulator (B&S) 120KN polymer | TRUE | 1872 | 977184 | 175893.12 | 1153077.12 | 34592.3136 | 1187669.4336 | 35630.083 | 23753.3887 | 89075.2075 | 1336128.1128 | 13361.2811 | 1349489.3939
5.14 | H/W fitting(B&S) 120KN,4 Bolt | EA | 522 | H/W fitting(B&S) 120KN,4 Bolt | TRUE | 677.6 | 353707.2 | 63667.296 | 417374.496 | 12521.2349 | 429895.7309 | 12896.8719 | 8597.9146 | 32242.1798 | 483632.6972 | 4836.327 | 488469.0242
5.15 | 33kV Disc insulator (B&S) 90 KN polymer | EA | 30 | 33kV Disc insulator (B&S) 90 KN polymer | TRUE | 1633 | 48990 | 8818.2 | 57808.2 | 1734.246 | 59542.446 | 1786.2734 | 1190.8489 | 4465.6834 | 66985.2517 | 669.8525 | 67655.1043
5.16 | H/W fitting(B&S) 90KN,4 Bolt | EA | 30 | H/W fitting(B&S) 90KN,4 Bolt | TRUE | 710 | 21300 | 3834 | 25134 | 754.02 | 25888.02 | 776.6406 | 517.7604 | 1941.6015 | 29124.0225 | 291.2402 | 29415.2627
5.17 | 33kV V cross Arm (GI) | EA | 42 | 33kV V cross Arm (GI) | TRUE | 2556 | 107352 | 19323.36 | 126675.36 | 3800.2608 | 130475.6208 | 3914.2686 | 2609.5124 | 9785.6716 | 146785.0734 | 1467.8507 | 148252.9241
5.18 | GI Back Clamp for 33kV 'V' Cros Arm | EA | 42 | GI Back Clamp for 33kV 'V' Cros Arm | TRUE | 142 | 5964 | 1073.52 | 7037.52 | 211.1256 | 7248.6456 | 217.4594 | 144.9729 | 543.6484 | 8154.7263 | 81.5473 | 8236.2736
5.19 | Top bracket 100X50X5mm GI channel for 33KV | EA | 46 | Top bracket 100X50X5mm GI channel for 33KV | TRUE | 213 | 9798 | 1763.64 | 11561.64 | 346.8492 | 11908.4892 | 357.2547 | 238.1698 | 893.1367 | 13397.0503 | 133.9705 | 13531.0209
6 | Channel |  |  | Channel | TRUE | 0 | 0 | 0 | 0 | 0 | 0 | 0 | 0 | 0 | 0 | 0 | 0
6.1 | Top Channel 100X50X5mm,channel length 4.3 mtr. | KG | 739.944 | Top Channel 100X50X5mm,channel length 4.3 mtr. | TRUE | 106.5 | 78804.036 | 14184.7265 | 92988.7625 | 2789.6629 | 95778.4254 | 2873.3528 | 1915.5685 | 7183.3819 | 107750.7285 | 1077.5073 | 108828.2358
6.2 | Top Channel 100X50X5mm,each channel length 3.25 mtr | KG | 2653.856 | Top Channel 100X50X5mm,each channel length 3.25 mtr | TRUE | 106.5 | 282635.664 | 50874.4195 | 333510.0835 | 10005.3025 | 343515.386 | 10305.4616 | 6870.3077 | 25763.654 | 386454.8093 | 3864.5481 | 390319.3574
6.3 | Straight Cross Arm Channel 100X50X5mm, each channel length 1.7 Mtr. | KG | 14821.824 | Straight Cross Arm Channel 100X50X5mm, each channel length 1.7 Mtr. | TRUE | 106.5 | 1578524.256 | 284134.3661 | 1862658.6221 | 55879.7587 | 1918538.3807 | 57556.1514 | 38370.7676 | 143890.3786 | 2158355.6783 | 21583.5568 | 2179939.2351
6.4 | AB Switch mounting Channel 100X50X5mm GI channel 3.0mtr long | KG | 2409.12 | AB Switch mounting Channel 100X50X5mm GI channel 3.0mtr long | TRUE | 106.5 | 256571.28 | 46182.8304 | 302754.1104 | 9082.6233 | 311836.7337 | 9355.102 | 6236.7347 | 23387.755 | 350816.3254 | 3508.1633 | 354324.4887
6.5 | AB Switch Side Support Channel 100X50X5mm,each channel length 0.35 mtr. | KG | 281.064 | AB Switch Side Support Channel 100X50X5mm,each channel length 0.35 mtr. | TRUE | 106.5 | 29933.316 | 5387.9969 | 35321.3129 | 1059.6394 | 36380.9523 | 1091.4286 | 727.619 | 2728.5714 | 40928.5713 | 409.2857 | 41337.857
6.6 | Isolator Support Side Channel(GI) 100X50X5mm, Channel(GI) length 0.5 mtr. | KG | 95.6 | Isolator Support Side Channel(GI) 100X50X5mm, Channel(GI) length 0.5 mtr. | TRUE | 106.5 | 10181.4 | 1832.652 | 12014.052 | 360.4216 | 12374.4736 | 371.2342 | 247.4895 | 928.0855 | 13921.2828 | 139.2128 | 14060.4956
6.7 | Straight Cross Arm Top Channel 100X50X5mm,each channel length 0.306 Mtr. | KG | 1351.5163 | Straight Cross Arm Top Channel 100X50X5mm,each channel length 0.306 Mtr. | TRUE | 106.5 | 143936.4881 | 25908.5679 | 169845.0559 | 5095.3517 | 174940.4076 | 5248.2122 | 3498.8082 | 13120.5306 | 196807.9586 | 1968.0796 | 198776.0381
6.8 | Double Pole Belting Channel 75X40X 4.8mm.,each channel length 3.0 Mtr. | KG | 3812.76 | Double Pole Belting Channel 75X40X 4.8mm.,each channel length 3.0 Mtr. | TRUE | 106.5 | 406058.94 | 73090.6092 | 479149.5492 | 14374.4865 | 493524.0357 | 14805.7211 | 9870.4807 | 37014.3027 | 555214.5401 | 5552.1454 | 560766.6855
6.9 | Double Pole Belting Channel(GI) 75X40X 4.8mm., Channel(GI) length 4.3 Mtr. | KG | 859.656 | Double Pole Belting Channel(GI) 75X40X 4.8mm., Channel(GI) length 4.3 Mtr. | TRUE | 106.5 | 91553.364 | 16479.6055 | 108032.9695 | 3240.9891 | 111273.9586 | 3338.2188 | 2225.4792 | 8345.5469 | 125183.2034 | 1251.832 | 126435.0355
6.1 | Isolator Operating Down Pipe Support Channel(GI) 75X40X 4.8mm.,Channel(GI) length 0.8 Mtr. | KG | 274.176 | Isolator Operating Down Pipe Support Channel(GI) 75X40X 4.8mm.,Channel(GI) length 0.8 Mtr. | TRUE | 106.5 | 29199.744 | 5255.9539 | 34455.6979 | 1033.6709 | 35489.3689 | 1064.6811 | 709.7874 | 2661.7027 | 39925.54 | 399.2554 | 40324.7954
6.11 | Cross arm Channel of 75X40X4.8mm GI Channel 3.7 mtr. | KG | 1902.096 | Cross arm Channel of 75X40X4.8mm GI Channel 3.7 mtr. | TRUE | 106.5 | 202573.224 | 36463.1803 | 239036.4043 | 7171.0921 | 246207.4964 | 7386.2249 | 4924.1499 | 18465.5622 | 276983.4335 | 2769.8343 | 279753.2678
6.12 | Insulator Support Cahnnel 75X40X 4.8mm., channel length 4.3 Mtr. | KG | 552.636 | Insulator Support Cahnnel 75X40X 4.8mm., channel length 4.3 Mtr. | TRUE | 106.5 | 58855.734 | 10594.0321 | 69449.7661 | 2083.493 | 71533.2591 | 2145.9978 | 1430.6652 | 5364.9944 | 80474.9165 | 804.7492 | 81279.6657
6.13 | 50X50X6mm.GI Bracing Angle, each angle length 3.512 mtr. | KG | 2655.072 | 50X50X6mm.GI Bracing Angle, each angle length 3.512 mtr. | TRUE | 106.5 | 282765.168 | 50897.7302 | 333662.8982 | 10009.8869 | 343672.7852 | 10310.1836 | 6873.4557 | 25775.4589 | 386631.8833 | 3866.3188 | 390498.2022
6.14 | 50X50X6mm.GI Bracing Angle,each angle length 3.432 mtr. | KG | 123.552 | 50X50X6mm.GI Bracing Angle,each angle length 3.432 mtr. | TRUE | 106.5 | 13158.288 | 2368.4918 | 15526.7798 | 465.8034 | 15992.5832 | 479.7775 | 319.8517 | 1199.4437 | 17991.6561 | 179.9166 | 18171.5727
6.15 | 50x50x6mm.GI Bracing Angle(GI), Angle(GI) length 4.927 mtr. | KG | 620.802 | 50x50x6mm.GI Bracing Angle(GI), Angle(GI) length 4.927 mtr. | TRUE | 106.5 | 66115.413 | 11900.7743 | 78016.1873 | 2340.4856 | 80356.673 | 2410.7002 | 1607.1335 | 6026.7505 | 90401.2571 | 904.0126 | 91305.2697
6.16 | Down Pipe Diagonal Support Angle(GI) 75X40X4.8mm length 0.388mtr. | KG | 10.476 | Down Pipe Diagonal Support Angle(GI) 75X40X4.8mm length 0.388mtr. | TRUE | 106.5 | 1115.694 | 200.8249 | 1316.5189 | 39.4956 | 1356.0145 | 40.6804 | 27.1203 | 101.7011 | 1525.5163 | 15.2552 | 1540.7715
6.17 | Down Pipe Base Support Angle(GI) 75X40X4.8mm length 0.34mtr. | KG | 9.18 | Down Pipe Base Support Angle(GI) 75X40X4.8mm length 0.34mtr. | TRUE | 106.5 | 977.67 | 175.9806 | 1153.6506 | 34.6095 | 1188.2601 | 35.6478 | 23.7652 | 89.1195 | 1336.7926 | 13.3679 | 1350.1606
6.18 | Fish Plate 50X8 mm.,each 0.280 mtr. Length | KG | 1851.5952 | Fish Plate 50X8 mm.,each 0.280 mtr. Length | TRUE | 106.5 | 197194.8888 | 35495.08 | 232689.9688 | 6980.6991 | 239670.6678 | 7190.12 | 4793.4134 | 17975.3001 | 269629.5013 | 2696.295 | 272325.7963
6.19 | Fish Plate(GI) 50x6 mm., each 0.280 mtr. length | KG | 19.824 | Fish Plate(GI) 50x6 mm., each 0.280 mtr. length | TRUE | 106.5 | 2111.256 | 380.0261 | 2491.2821 | 74.7385 | 2566.0205 | 76.9806 | 51.3204 | 192.4515 | 2886.7731 | 28.8677 | 2915.6408
7 | Earthing |  |  | Earthing | TRUE | 0 | 0 | 0 | 0 | 0 | 0 | 0 | 0 | 0 | 0 | 0 | 0
7.1 | 50X6 mm GI Flat | KG | 1641.51 | 50X6 mm GI Flat | TRUE | 106.5 | 174820.815 | 31467.7467 | 206288.5617 | 6188.6569 | 212477.2186 | 6374.3166 | 4249.5444 | 15935.7914 | 239036.8709 | 2390.3687 | 241427.2396
7.2 | 25X6 mm GI Flat | KG | 3210 | 25X6 mm GI Flat | TRUE | 106.5 | 341865 | 61535.7 | 403400.7 | 12102.021 | 415502.721 | 12465.0816 | 8310.0544 | 31162.7041 | 467440.5611 | 4674.4056 | 472114.9667
7.3 | 40mm nominal bore GI pipe (Heavy gauge) earthing device with 3 Mtr Long | No. | 362 | 40mm nominal bore GI pipe (medium gauge) earthing device with 3 Mtr Long | FALSE | 1491 | 539742 | 97153.56 | 636895.56 | 19106.8668 | 656002.4268 | 19680.0728 | 13120.0485 | 49200.182 | 738002.7301 | 7380.0273 | 745382.7575
7.4 | Earthing of Support ( Coil Type ) | No. | 288 | Earthing of Support ( Coil Type ) | TRUE | 235.72 | 67887.36 | 12219.7248 | 80107.0848 | 2403.2125 | 82510.2973 | 2475.3089 | 1650.2059 | 6188.2723 | 92824.0845 | 928.2408 | 93752.3254
7.5 | 10 SWG GI wire | KG | 31.968 | 10 SWG GI wire | TRUE | 106.5 | 3404.592 | 612.8266 | 4017.4186 | 120.5226 | 4137.9411 | 124.1382 | 82.7588 | 310.3456 | 4655.1838 | 46.5518 | 4701.7356
7.6 | 8 SWG GI wire | KG | 674.172 | 8 SWG GI wire | TRUE | 106.5 | 71799.318 | 12923.8772 | 84723.1952 | 2541.6959 | 87264.8911 | 2617.9467 | 1745.2978 | 6544.8668 | 98173.0025 | 981.73 | 99154.7325
8 | Lighting Arrester |  |  | Lighting Arrester | TRUE | 0 | 0 | 0 | 0 | 0 | 0 | 0 | 0 | 0 | 0 | 0 | 0
8.1 | Lightning Arrester (11kV,10kA) (Station Class,Class 2) | No | 219 | Lightning Arrester (11kV,10kA) (Station Class,Class 2) | TRUE | 1906.78 | 417584.82 | 75165.2676 | 492750.0876 | 14782.5026 | 507532.5902 | 15225.9777 | 10150.6518 | 38064.9443 | 570974.164 | 5709.7416 | 576683.9056
8.2 | Lightning Arrester (30kV,10kA) (Station Class,Class 2) | No | 54 | Lightning Arrester (30kV,10kA) (Station Class,Class 2) | TRUE | 4716.95 | 254715.3 | 45848.754 | 300564.054 | 9016.9216 | 309580.9756 | 9287.4293 | 6191.6195 | 23218.5732 | 348278.5976 | 3482.786 | 351761.3835
9 | AB Switch |  |  | AB Switch | TRUE | 0 | 0 | 0 | 0 | 0 | 0 | 0 | 0 | 0 | 0 | 0 | 0
9.1 | 11kV AB Switch 400A 3pole 50Hz Horizontal Type | No | 42 | 11kV AB Switch 400A 3pole 50Hz Horizontal Type | TRUE | 16116 | 676872 | 121836.96 | 798708.96 | 23961.2688 | 822670.2288 | 24680.1069 | 16453.4046 | 61700.2672 | 925504.0074 | 9255.0401 | 934759.0475
10 | Isolator |  |  | Isolator | TRUE | 0 | 0 | 0 | 0 | 0 | 0 | 0 | 0 | 0 | 0 | 0 | 0
10.1 | 33 KV 1250 AMP Double break Motorized (Turn & twist center rotating)isolator with earth switch with PI(Porcelain) | No | 7 | 33 KV 1250 AMP Double break (Turn & twist center rotating)isolator without earth switch with PI(Porcelain) | FALSE | 129617.6 | 907323.2 | 163318.176 | 1070641.376 | 32119.2413 | 1102760.6173 | 33082.8185 | 22055.2123 | 82707.0463 | 1240605.6944 | 12406.0569 | 1253011.7514
11 | HT Stay |  |  | 33 KV 1250 AMP Double break (Turn & twist center rotating)isolator with earth switch with PI(Porcelain) | FALSE | 143263.8 | 0 | 0 | 0 | 0 | 0 | 0 | 0 | 0 | 0 | 0 | 0
11.1 | H.T Stay clamp | Pair | 570 | HT Stay | FALSE | 0 | 0 | 0 | 0 | 0 | 0 | 0 | 0 | 0 | 0 | 0 | 0
11.2 | H.T Stay set (Complete) | Set | 570 | H.T Stay clamp | FALSE | 177.5 | 101175 | 18211.5 | 119386.5 | 3581.595 | 122968.095 | 3689.0428 | 2459.3619 | 9222.6071 | 138339.1069 | 1383.3911 | 139722.4979
11.3 | H.T Stay Insulator | No | 956 | H.T Stay set (Complete) | FALSE | 1491 | 1425396 | 256571.28 | 1681967.28 | 50459.0184 | 1732426.2984 | 51972.789 | 34648.526 | 129931.9724 | 1948979.5857 | 19489.7959 | 1968469.3816
11.4 | 7/10 SWG Stay Wire | Kg | 1680 | H.T Stay Insulator | FALSE | 71 | 119280 | 21470.4 | 140750.4 | 4222.512 | 144972.912 | 4349.1874 | 2899.4582 | 10872.9684 | 163094.526 | 1630.9453 | 164725.4713
11.5 | 7/8 SWG Stay Wire | Kg | 6030 | 7/10 SWG Stay Wire | FALSE | 106.5 | 642195 | 115595.1 | 757790.1 | 22733.703 | 780523.803 | 23415.7141 | 15610.4761 | 58539.2852 | 878089.2784 | 8780.8928 | 886870.1712
12 | HDPE Pipe |  |  | 7/8 SWG Stay Wire | FALSE | 106.5 | 0 | 0 | 0 | 0 | 0 | 0 | 0 | 0 | 0 | 0 | 0
12.1 | HDPE Pipe ,(Spec PE80 -PN8,200 mm dia) | M | 58290 | HDPE Pipe | FALSE | 0 | 0 | 0 | 0 | 0 | 0 | 0 | 0 | 0 | 0 | 0 | 0
13 | Danger Plate & GI Barbed Wire |  |  | HDPE Pipe ,(Spec PE80 -PN8,200 mm dia) | FALSE | 1385 | 0 | 0 | 0 | 0 | 0 | 0 | 0 | 0 | 0 | 0 | 0
13.1 | Danger Plate | EA | 298 | HDPE Pipe ,(Spec PE80 -PN8,160 mm dia) | FALSE | 613 | 182674 | 32881.32 | 215555.32 | 6466.6596 | 222021.9796 | 6660.6594 | 4440.4396 | 16651.6485 | 249774.7271 | 2497.7473 | 252272.4743
13.2 | Back Clamp for danger Plate 25X3 mm. flat, length of 0.510mtr | KG | 89.5917 | Danger Plate & GI Barbed Wire | FALSE | 0 | 0 | 0 | 0 | 0 | 0 | 0 | 0 | 0 | 0 | 0 | 0
13.3 | GI barbed wire anticlimbing device | EA | 894 | Danger Plate | FALSE | 113.6 | 101558.4 | 18280.512 | 119838.912 | 3595.1674 | 123434.0794 | 3703.0224 | 2468.6816 | 9257.556 | 138863.3393 | 1388.6334 | 140251.9727
13.4 | Back Clamp for Barbed wire anticlimbing device 25X3mm. flat,length of 0.510mtr | KG | 478.7268 | Back Clamp for danger Plate 25X3 mm. flat, length of 0.510mtr | FALSE | 106.5 | 50984.4042 | 9177.1928 | 60161.597 | 1804.8479 | 61966.4449 | 1858.9933 | 1239.3289 | 4647.4834 | 69712.2505 | 697.1225 | 70409.373
14 | Paint |  |  | GI barbed wire anticlimbing device | FALSE | 113.6 | 0 | 0 | 0 | 0 | 0 | 0 | 0 | 0 | 0 | 0 | 0
14.1 | Black Paint | L | 149 | Back Clamp for Barbed wire anticlimbing device 25X3mm. flat,length of 0.510mtr | FALSE | 106.5 | 15868.5 | 2856.33 | 18724.83 | 561.7449 | 19286.5749 | 578.5972 | 385.7315 | 1446.4931 | 21697.3968 | 216.974 | 21914.3707
14.2 | Yellow Colour Paint for Background | L | 298 | Paint | FALSE | 0 | 0 | 0 | 0 | 0 | 0 | 0 | 0 | 0 | 0 | 0 | 0
| Supply Total | [7 empty] | 342331378.0462
Erection Cost
| Description of items | UOM | Quantity (A) |  |  | Unit Rate (B) | GST(18%) © | All-incl Unit Rate (D = B+C) | Total rate (E = A x D)
1 | Pole
1.2 | WPB 160x152 (30.44KG/Mtr.),13 mtr- with base plate 300x300x12 | EA | 14
1.3 | WPB 160x152 (30.44KG/Mtr.),11 mtr- with base plate 300x300x12 | EA | 84
1.4 | 13 Mtr. Long H-Pole | EA | 200
2 | Conductor & Cable
2.1 | AAA conductor,232 mm2 | M | 43280
2.2 | AAA conductor,100 mm2 | M | 1855.56
3 | laying, commissioning and testing of 3C x 400 mm2 33KV XLPE Cable (Armoured), A2XWY in open trench/pole/tray. | M | 34000
3.1 | laying, commissioning and testing of 3C x 400 mm2 11KV XLPE Cable (Armoured), A2XWY in open trench/pole/tray. | M | 6500
3.2 | RMU
3.3 | Erection of RMU 33KV 4W 630A LLVV(2ISO+2BKR)+ AUX.PT | EA | 9
3.4 | Erection of 11kV RMU 4WAY 630A LLVV WITH FRTU & AUXPT | EA | 13
3.5 | Erection of RMU 33KV 630A SINGLE BKR MODULE + AUXPT | EA | 2
3.6 | Services for installation of FRTU pannel, communication and other associated items | EA | 11
4.3 | Cable Jointing Kits
4.4 | Heat shrinkable jointing kit for 3Cx400 mm² 11KV XLPE Cable(indoor type)(TOUCH PROOF) | EA | 52
4.5 | Heat shrinkable jointing kit for 3Cx400 mm² 11KV XLPE Cable(outdoor type) | EA | 46
4.6 | Heat shrinkable jointing kit for 3Cx400 mm² 11KV XLPE Cable(Straight type) | EA | 30
4.7 | Heat Shrinkable jointing kit for 3C x 400 mm2 33KV XLPE Cable (Outdoor type) | EA | 96
4.8 | Heat shrinkable jointing kit for 3C x 400 mm2 33 KV XLPE Cable ((Straight type)) | EA | 190
4.9 | Heat shrinkable jointing kit for 3Cx400mm² 33KV XLPE Cable(indoor type) (TOUCH PROOF) | EA | 40
5 | Conductor Insulator & Hardware fitting
5.1 | PG Clamp for 100 mm2 AAAC conductor | EA | 252
5.2 | Clamp for pipe | EA | 171.2
5.3 | PG Clamp for 232 mm2 AAAC conductor | EA | 528
5.4 | Wedge connector for 232 sq.mm AAA conductor | EA | 30
5.5 | Paddle clamp for wedge connector of 232 sq.mm AAA conductor | EA | 30
5.6 | GI Nut , Bolt & Washer of different sizes | KG | 5102.324
5.7 | Eye hook | No | 72
5.8 | POLYCARBONATE BIRD GUARD | EA | 45
5.9 | 11kV,5kN pin insulator polymer | No | 126
| H/W fitting(B&S) 70KN,3 Bolt | Set | 252
| 11kV Disc insulator (B&S) 70KN polymer | No | 252
| 33kV,10kN pin insulator polymer | No | 1069
| 33kV Disc insulator (B&S) 120KN polymer | No | 522
| H W fitting(B&S) 120KN,4 Bolt | EA | 522
| Disc insulator (B&S) 90 KN polymer | EA | 30
| H W fitting(B&S) 90KN,4 Bolt | EA | 30
| 33kV V cross Arm (GI) | EA | 42
| GI Back Clamp for 33kV 'V' Cros Arm | EA | 42
| Top bracket 100X50X5mm GI channel for 33KV | EA | 46
Channel
| Top Channel 100X50X5mm,channel length 4.3 mtr. | KG | 739.944
| Top Channel 100X50X5mm,each channel length 3.25 mtr | KG | 2653.856
| Straight Cross Arm Channel 100X50X5mm, each channel length 1.7 Mtr. | KG | 14821.824
| AB Switch mounting Channel 100X50X5mm GI channel 3.0mtr long | KG | 2409.12
| AB Switch Side Support Channel 100X50X5mm,each channel length 0.35 mtr. | KG | 281.064
| Isolator Support Side Channel(GI) 100X50X5mm, Channel(GI) length 0.5 mtr. | KG | 95.6
| Straight Cross Arm Top Channel 100X50X5mm,each channel length 0.306 Mtr. | KG | 1351.5163
| Double Pole Belting Channel 75X40X 4.8mm.,each channel length 3.0 Mtr. | KG | 3812.76
| Double Pole Belting Channel(GI) 75X40X 4.8mm., Channel(GI) length 4.3 Mtr. | KG | 859.656
| Isolator Operating Down Pipe Support Channel(GI) 75X40X 4.8mm.,Channel(GI) length 0.8 Mtr. | KG | 274.176
| Cross arm Channel of 75X40X4.8mm GI Channel 3.7 mtr. | KG | 1902.096
| Insulator Support Cahnnel 75X40X 4.8mm., channel length 4.3 Mtr. | KG | 552.636
| 50X50X6mm.GI Bracing Angle, each angle length 3.512 mtr. | KG | 2655.072
| 50X50X6mm.GI Bracing Angle,each angle length 3.432 mtr. | KG | 123.552
| 50x50x6mm.GI Bracing Angle(GI), Angle(GI) length 4.927 mtr. | KG | 620.802
| Down Pipe Diagonal Support Angle(GI) length 0.388mtr. | KG | 10.476
| Down Pipe Base Support Angle(GI) length 0.34mtr. | KG | 9.18
| Fish Plate 50X8 mm.,each 0.280 mtr. Length | KG | 1851.5952
| Fish Plate(GI) 50x6 mm., each 0.280 mtr. length | KG | 19.824
Earthing
| 50X6 mm GI Flat | KG | 1641.51
| 25X6 mm GI Flat | KG | 3210
| Earthing of Support ( Coil Type ) | No. | 288
| 10 SWG GI wire | KG | 31.968
| 8 SWG GI wire | KG | 674.172
Lighting Arrester
| Lightning Arrester (11kV,10kA) (Station Class,Class 2) | No | 219
| Lightning Arrester (30kV,10kA) (Station Class,Class 2) | No | 54
AB Switch
| 11kV AB Switch 400A 3pole 50Hz Horizontal Type | No | 42
Isolator
| 33 KV 1250 AMP Double break Motorized (Turn & twist center rotating)isolator with earth switch with PI(Porcelain) | No | 7
HT Stay
| H.T Stay clamp | Pair | 570
| H.T Stay set (Complete) | Set | 570
| H.T Stay Insulator | No | 956
| 7/10 SWG Stay Wire | Kg | 1680
| 7/8 SWG Stay Wire | Kg | 6030
HDPE Pipe
| Laying of 200mm dia PE 80-PN8, HDPE pipe inside open trench/pole/tray. | M | 29145
Danger Plate & GI Barbed Wire
| Danger Plate | EA | 298
| Back Clamp for danger Plate 25X3 mm. flat, length of 0.510mtr | KG | 89.5917
| GI barbed wire anticlimbing device | EA | 894
| Back Clamp for Barbed wire anticlimbing device 25X3mm. flat,length of 0.510mtr | KG | 478.7268
Paint
| Black Paint | L | 149
| Yellow Colour Paint for Background | L | 298
| Erection Total | [7 empty] | 0
Civil & Services
| Description of items | Unit | Quantity (A) |  |  | Unit Rate (B) | GST(18%) © | All-incl Unit Rate (D = B+C) | Total rate (E = A x D)
| Construction of 2-way/3-way/4-way/5way RMU Plinth with Brick, Mortar, 12 mm cement plaster as per drawing.Scope of work includes excavation of earth for foundation and supply of raw material i.e. sand, cement, bricks and removal of extra malba if any as per site requirement including labour required for the same as per site requirement & With respect to standard drawing . | EA | 24
| Provide necessary Manpower,FRP Fencing & Ms Material for construction boundary wall fencing as per standard drawing, specification & GTP. | sqmtr | 576
| Supply and erection of GI Pipe of dia. 150mm, Class-B (8Mtr.) | M | 1200
| Concreting of poles in ratio 1:1.5:3 11Mtr. WPB | EA | 84
| Couping of poles in ratio 1:1.5:3 11Mtr. WPB | EA | 84
| Concreting of poles in ratio 1:1.5:3 for 13Mtr. H POLE | EA | 200
| Couping of poles in ratio 1:1.5:3 for 13Mtr. H POLE | EA | 200
| Stay concreting in ratio 1:2:4 | EA | 570
| Concreting ratio 1:1.5:3 13Mtr. WPB | EA | 14
| Couping ratio 1:1.5:3 13Mtr. WPB | EA | 14
| Supply and Installation of cable Route marker including transportation from site/tent, excavation, refilling, disposing of malba, flooding with water, ramming/compacting of foundation as per standard specifications and drawing. | No. | 1200
| Cable looping chamber with Brick wall including cement concreting RCC Cover | LS | 42
| Provide necessary civil material for construction of Earthing chamber, excavation & installation of incuding earthingpipe dia up to 100mm dia for length of 3Mtr.Scope also includes necessary nutbolt, 25 Kg Bentonide Power , connection & welding with incoming earth flat. The work to be executed as per standard drawing & design | Nos. | 362
| Making Trenchless ducts upto 200 mm dia through Single Pipe by HDD method using HDD machine.Scope of work includes pulling of any grade of HDPE Pipe,Jointing of the pipes ,cable laying through HDPE Pipe and disposal of debris . | M | 29145
| Earth Work-excluding hard rock.Earth work in excavation by mechanical means (Hydraulic excavator)/manual means over areas (exceeding 30 cm in depth, 1.5 m in width as well as 10 sqm on plan) including getting out and disposal of excavated earth lead up to 50 m and lift up to 1.5 m, as directed by Engineer-in-charge. Note- All kind of excavation work with different size for plinth, Structure & other works will be considered under this line items. All kinds of soil | M3 | 31653.8
| Earth Work-hard rock.Earth work in excavation by mechanical means (Hydraulic excavator)/ manual means over areas (exceeding 30 cm in depth, 1.5 m in width as well as 10 sqm on plan) including getting out and disposal of excavated earth lead upto 50 m and lift upto 1.5 m, as directed by Engineer-in charge. Note- All kind of excavation work with different size for plinth, Structure & other works will be considered under this line items Hard rock. | M3 | 14710.414
| Shifting of excavated soil | M3 | 2193.165
| BA will Back fill the cable excvation site with same earth.BA will provide necessary Tools,Machinery & Manpower for the activity. | M3 | 44171.045
| Supply and erection of prefabricated RCC partition slab 950x450x75mm (M-30 grade) | EA | 6445
| Supply and erection of prefabricated RCC trench (1mtr W x 1.25mtr d), thickness 150mm (side slab) & 175mm (base slab) (M-30 grade) | M3 | 1595
| Supply of rod, bending, cutting and binding for prefabricated RCC slabs (0.6 Qint/Cum) | Ton | 29
| PCC (1:3:6) under the prefabricated RCC trench M20 | M3 | 217.5
| Damage of asphalt/tar road and other utilities and reconstructing to bring to its original shape after laying of cable in open trench (1mtr. width) | Mtr | 33269.32
| Supplying and spreading, filling other works with fine sand underfloors,ground etc as per EIC instruction. Scope of work also includes watering, ramming, consolidating and dressing complete and other works if required at site . | M3 | 439.5
| Sundries (LDPE Tape, etc) | EA | 21.4
| Dismantle of RSJ/WPB pole(150x150mm) | EA | 200
| Dismantling of Stay set complete | EA | 376
| Dismantle 33KV V cross arm | EA | 120
| Dismantle-33KV Pin Insulator | EA | 915.045
| Dismantle-33KV Disc with Hardware | EA | 618
| Dismantle-Steel work | KG | 4598.5293
| Dismantle-80-100 sqmm AAAC Conductor | Mtr | 37116
| Survey of incremental/delta network and assets changes of 33 kV network and updation in GESW databas | KM | 58.29
| Inspection Fee of 11kv UG Line (HT) | KM | 9.15
| Inspection Fee of 33kv UG Line (HT) | KM | 49.14
| Inspection Fee of RMU | EA | 24
| Inspection Fee of Drawing Checking and Approval | EA | 10
| Civil work Total | [7 empty] | 0
| Total all inclusive (Part- A) | [6 empty] | 342331378.0462

## Sheet4 (hidden)
Supply Cost
Description of items | UOM | Quantity | Unit Rate | Total Cost of materials | GST @18% on Total Material Cost(in Rs.) | Landed Cost(in Rs.) | Stock, Storage & Insurance i.e 3% | Sub Total C=A+B | Contigency @ 3% of C | Tools & Plants @ 2% of C | Transportation @ 7.5% of C | Sub-Total (in Rs.) | Building & Other Cocstruction workers(cess(BOCW) Cess @1% of Total Amount | Total amount (In Rs.)
Pole
WPB 160x152 (30.44KG/Mtr.),13 mtr- with base plate 300x300x12 | EA | 14 | 40427 | 565978 | 101876.04 | 667854.04 | 20035.6212 | 687889.6612 | 20636.6898 | 13757.7932 | 51591.7246 | 773875.8689 | 7738.7587 | 781614.6275
WPB 160x152 (30.44KG/Mtr.),11 mtr- with base plate 300x300x12 | EA | 84 | 34321.52 | 2883007.68 | 518941.3824 | 3401949.0624 | 102058.4719 | 3504007.5343 | 105120.226 | 70080.1507 | 262800.5651 | 3942008.4761 | 39420.0848 | 3981428.5608
13 Mtr. Long H-Pole | EA | 200 | 62705.93 | 12541186 | 2257413.48 | 14798599.48 | 443957.9844 | 15242557.4644 | 457276.7239 | 304851.1493 | 1143191.8098 | 17147877.1475 | 171478.7715 | 17319355.9189
Conductor & Cable
AAA conductor,232 mm2 | M | 43280 | 221.52 | 9587385.6 | 1725729.408 | 11313115.008 | 339393.4502 | 11652508.4582 | 349575.2537 | 233050.1692 | 873938.1344 | 13109072.0155 | 131090.7202 | 13240162.7357
AAA conductor,100 mm2 | M | 1855.56 | 74.8 | 138795.888 | 24983.2598 | 163779.1478 | 4913.3744 | 168692.5223 | 5060.7757 | 3373.8504 | 12651.9392 | 189779.0876 | 1897.7909 | 191676.8784
3C x 400 mm2 33KV XLPE Cable (Armoured), A2XWY | M | 49140 | 3116 | 153120240 | 27561643.2 | 180681883.2 | 5420456.496 | 186102339.696 | 5583070.1909 | 3722046.7939 | 13957675.4772 | 209365132.158 | 2093651.3216 | 211458783.4796
3C x 400 mm2 11KV XLPE Cable (Armoured), A2XWY | M | 18210.4 | 2040 | 37149216 | 6686858.88 | 43836074.88 | 1315082.2464 | 45151157.1264 | 1354534.7138 | 903023.1425 | 3386336.7845 | 50795051.7672 | 507950.5177 | 51303002.2849
RMU
Supply of RMU 33KV 4W 630A LLVV(2ISO+2BKR)+ AUX.PT | EA | 9 | 3018066 | 27162594 | 4889266.92 | 32051860.92 | 961555.8276 | 33013416.7476 | 990402.5024 | 660268.335 | 2476006.2561 | 37140093.841 | 371400.9384 | 37511494.7795
Pre-Wired FRTU Panel with FRTU | EA | 9 | 121744 | 1095696 | 197225.28 | 1292921.28 | 38787.6384 | 1331708.9184 | 39951.2676 | 26634.1784 | 99878.1689 | 1498172.5332 | 14981.7253 | 1513154.2585
Managed Layer2 Ethernet Switch (FRTU Panel) | EA | 9 | 100000 | 900000 | 162000 | 1062000 | 31860 | 1093860 | 32815.8 | 21877.2 | 82039.5 | 1230592.5 | 12305.925 | 1242898.425
Networking Accessories | SET | 9 | 72 | 648 | 116.64 | 764.64 | 22.9392 | 787.5792 | 23.6274 | 15.7516 | 59.0684 | 886.0266 | 8.8603 | 894.8869
CMR with Mounting Base for Digital Inputs | EA | 288 | 650 | 187200 | 33696 | 220896 | 6626.88 | 227522.88 | 6825.6864 | 4550.4576 | 17064.216 | 255963.24 | 2559.6324 | 258522.8724
Interposing Relay for Digital Output | EA | 144 | 467.94 | 67383.36 | 12129.0048 | 79512.3648 | 2385.3709 | 81897.7357 | 2456.9321 | 1637.9547 | 6142.3302 | 92134.9527 | 921.3495 | 93056.3022
Battery Charger | EA | 9 | 15385 | 138465 | 24923.7 | 163388.7 | 4901.661 | 168290.361 | 5048.7108 | 3365.8072 | 12621.7771 | 189326.6561 | 1893.2666 | 191219.9227
Battery | EA | 9 | 7682 | 69138 | 12444.84 | 81582.84 | 2447.4852 | 84030.3252 | 2520.9098 | 1680.6065 | 6302.2744 | 94534.1158 | 945.3412 | 95479.457
4G Modem cum Router | EA | 9 | 18500 | 166500 | 29970 | 196470 | 5894.1 | 202364.1 | 6070.923 | 4047.282 | 15177.3075 | 227659.6125 | 2276.5961 | 229936.2086
Instrumentation Cable 12 C X 0.5 mm2, Armored cable for Status and Indications | M | 360 | 204.87 | 73753.2 | 13275.576 | 87028.776 | 2610.8633 | 89639.6393 | 2689.1892 | 1792.7928 | 6722.9729 | 100844.5942 | 1008.4459 | 101853.0401
Instrumentation Cable 7 C X 1.5 mm2, Armored for Control Output | M | 360 | 305.58 | 110008.8 | 19801.584 | 129810.384 | 3894.3115 | 133704.6955 | 4011.1409 | 2674.0939 | 10027.8522 | 150417.7825 | 1504.1778 | 151921.9603
Twisted Pair Shielded & Over all shielded Instrumentation Cable 5 P X 1.0 mm2, Armored for Analog Input | M | 360 | 275.23 | 99082.8 | 17834.904 | 116917.704 | 3507.5311 | 120425.2351 | 3612.7571 | 2408.5047 | 9031.8926 | 135478.3895 | 1354.7839 | 136833.1734
4 C X 4 mm2 Copper cable for extension of CT & PT | M | 180 | 165.25 | 29745 | 5354.1 | 35099.1 | 1052.973 | 36152.073 | 1084.5622 | 723.0415 | 2711.4055 | 40671.0821 | 406.7108 | 41077.7929
2 C X 4 mm2 Cable for DC Power Supply | M | 90 | 150 | 13500 | 2430 | 15930 | 477.9 | 16407.9 | 492.237 | 328.158 | 1230.5925 | 18458.8875 | 184.5889 | 18643.4764
4P X 0.36 mm2, Armored Communication Cable for MFM | M | 180 | 148.43 | 26717.4 | 4809.132 | 31526.532 | 945.796 | 32472.328 | 974.1698 | 649.4466 | 2435.4246 | 36531.369 | 365.3137 | 36896.6826
Armored CAT6 SFTP Cable | M | 180 | 45.87 | 8256.6 | 1486.188 | 9742.788 | 292.2836 | 10035.0716 | 301.0521 | 200.7014 | 752.6304 | 11289.4556 | 112.8946 | 11402.3502
Un-Armored CAT6 SFTP Cable | M | 180 | 89.45 | 16101 | 2898.18 | 18999.18 | 569.9754 | 19569.1554 | 587.0747 | 391.3831 | 1467.6867 | 22015.2998 | 220.153 | 22235.4528
Multi Function Meter | EA | 18 | 18651 | 335718 | 60429.24 | 396147.24 | 11884.4172 | 408031.6572 | 12240.9497 | 8160.6331 | 30602.3743 | 459035.6144 | 4590.3561 | 463625.9705
Supply of 11kV RMU 4WAY 630A LLVV WITH FRTU & AUXPT | EA | 13 | 1123040.14 | 14599521.82 | 2627913.9276 | 17227435.7476 | 516823.0724 | 17744258.82 | 532327.7646 | 354885.1764 | 1330819.4115 | 19962291.1725 | 199622.9117 | 20161914.0843
RMU 33KV 630A SINGLE BKR MODULE + AUXPT | EA | 2 | 1930909 | 3861818 | 695127.24 | 4556945.24 | 136708.3572 | 4693653.5972 | 140809.6079 | 93873.0719 | 352024.0198 | 5280360.2969 | 52803.603 | 5333163.8998
Cable Jointing Kits
Heat shrinkable jointing kit for 3Cx400 mm² 11KV XLPE Cable(indoor type) | EA | 52 | 13606.44 | 707534.88 | 127356.2784 | 834891.1584 | 25046.7348 | 859937.8932 | 25798.1368 | 17198.7579 | 64495.342 | 967430.1298 | 9674.3013 | 977104.4311
Heat shrinkable jointing kit for 3Cx400 mm² 11KV XLPE Cable(outdoor type) | EA | 158 | 19743.68 | 3119501.44 | 561510.2592 | 3681011.6992 | 110430.351 | 3791442.0502 | 113743.2615 | 75828.841 | 284358.1538 | 4265372.3064 | 42653.7231 | 4308026.0295
Heat shrinkable jointing kit for 3Cx400 mm² 11KV XLPE Cable(Straight type) | EA | 65 | 35950.14 | 2336759.1 | 420616.638 | 2757375.738 | 82721.2721 | 2840097.0101 | 85202.9103 | 56801.9402 | 213007.2758 | 3195109.1364 | 31951.0914 | 3227060.2278
Heat Shrinkable jointing kit for 3C x 400 mm2 33KV XLPE Cable (Outdoor type) | EA | 142 | 47222.1 | 6705538.2 | 1206996.876 | 7912535.076 | 237376.0523 | 8149911.1283 | 244497.3338 | 162998.2226 | 611243.3346 | 9168650.0193 | 91686.5002 | 9260336.5195
Heat shrinkable jointing kit for 3C x 400 mm2 33 KV XLPE Cable ((Straight type)) | EA | 240 | 97403.48 | 23376835.2 | 4207830.336 | 27584665.536 | 827539.9661 | 28412205.5021 | 852366.1651 | 568244.11 | 2130915.4127 | 31963731.1898 | 319637.3119 | 32283368.5017
Heat shrinkable jointing kit for 3Cx400mm² 33KV XLPE Cable(indoor type) (TOUCH PROOF) | EA | 44 | 71915 | 3164260 | 569566.8 | 3733826.8 | 112014.804 | 3845841.604 | 115375.2481 | 76916.8321 | 288438.1203 | 4326571.8045 | 43265.718 | 4369837.5225
Conductor Insulator & Hardware fitting
PG Clamp for 100 mm2 AAAC conductor | EA | 252 | 788.8 | 198777.6 | 35779.968 | 234557.568 | 7036.727 | 241594.295 | 7247.8289 | 4831.8859 | 18119.5721 | 271793.5819 | 2717.9358 | 274511.5177
Clamp for pipe | EA | 171.2 | 80 | 13696 | 2465.28 | 16161.28 | 484.8384 | 16646.1184 | 499.3836 | 332.9224 | 1248.4589 | 18726.8832 | 187.2688 | 18914.152
PG Clamp for 232 mm2 AAAC conductor | EA | 528 | 1633 | 862224 | 155200.32 | 1017424.32 | 30522.7296 | 1047947.0496 | 31438.4115 | 20958.941 | 78596.0287 | 1178940.4308 | 11789.4043 | 1190729.8351
Wedge connector for 232 sq.mm AAA conductor | EA | 30 | 333 | 9990 | 1798.2 | 11788.2 | 353.646 | 12141.846 | 364.2554 | 242.8369 | 910.6385 | 13659.5768 | 136.5958 | 13796.1725
Paddle clamp for wedge connector of 232 sq.mm AAA conductor | EA | 30 | 278 | 8340 | 1501.2 | 9841.2 | 295.236 | 10136.436 | 304.0931 | 202.7287 | 760.2327 | 11403.4905 | 114.0349 | 11517.5254
GI Nut , Bolt & Washer of different sizes | KG | 5102.324 | 110.76 | 565133.4062 | 101724.0131 | 666857.4194 | 20005.7226 | 686863.1419 | 20605.8943 | 13737.2628 | 51514.7356 | 772721.0347 | 7727.2103 | 780448.245
Eye hook | No | 72 | 85.2 | 6134.4 | 1104.192 | 7238.592 | 217.1578 | 7455.7498 | 223.6725 | 149.115 | 559.1812 | 8387.7185 | 83.8772 | 8471.5957
POLYCARBONATE BIRD GUARD | EA | 45 | 29.4 | 1323 | 238.14 | 1561.14 | 46.8342 | 1607.9742 | 48.2392 | 32.1595 | 120.5981 | 1808.971 | 18.0897 | 1827.0607
11kV,5kN pin insulator polymer | No | 126 | 272 | 34272 | 6168.96 | 40440.96 | 1213.2288 | 41654.1888 | 1249.6257 | 833.0838 | 3124.0642 | 46860.9624 | 468.6096 | 47329.572
H/W fitting(B&S) 70KN,3 Bolt | Set | 252 | 476 | 119952 | 21591.36 | 141543.36 | 4246.3008 | 145789.6608 | 4373.6898 | 2915.7932 | 10934.2246 | 164013.3684 | 1640.1337 | 165653.5021
11kV Disc insulator (B&S) 70KN polymer | No | 252 | 1564 | 394128 | 70943.04 | 465071.04 | 13952.1312 | 479023.1712 | 14370.6951 | 9580.4634 | 35926.7378 | 538901.0676 | 5389.0107 | 544290.0783
33kV,10kN pin insulator polymer | No | 1069 | 681.6 | 728630.4 | 131153.472 | 859783.872 | 25793.5162 | 885577.3882 | 26567.3216 | 17711.5478 | 66418.3041 | 996274.5617 | 9962.7456 | 1006237.3073
33kV Disc insulator (B&S) 120KN polymer | No | 522 | 1872 | 977184 | 175893.12 | 1153077.12 | 34592.3136 | 1187669.4336 | 35630.083 | 23753.3887 | 89075.2075 | 1336128.1128 | 13361.2811 | 1349489.3939
H/W fitting(B&S) 120KN,4 Bolt | EA | 522 | 677.6 | 353707.2 | 63667.296 | 417374.496 | 12521.2349 | 429895.7309 | 12896.8719 | 8597.9146 | 32242.1798 | 483632.6972 | 4836.327 | 488469.0242
33kV Disc insulator (B&S) 90 KN polymer | EA | 30 | 1633 | 48990 | 8818.2 | 57808.2 | 1734.246 | 59542.446 | 1786.2734 | 1190.8489 | 4465.6834 | 66985.2517 | 669.8525 | 67655.1043
H/W fitting(B&S) 90KN,4 Bolt | EA | 30 | 710 | 21300 | 3834 | 25134 | 754.02 | 25888.02 | 776.6406 | 517.7604 | 1941.6015 | 29124.0225 | 291.2402 | 29415.2627
33kV V cross Arm (GI) | EA | 42 | 2556 | 107352 | 19323.36 | 126675.36 | 3800.2608 | 130475.6208 | 3914.2686 | 2609.5124 | 9785.6716 | 146785.0734 | 1467.8507 | 148252.9241
GI Back Clamp for 33kV 'V' Cros Arm | EA | 42 | 142 | 5964 | 1073.52 | 7037.52 | 211.1256 | 7248.6456 | 217.4594 | 144.9729 | 543.6484 | 8154.7263 | 81.5473 | 8236.2736
Top bracket 100X50X5mm GI channel for 33KV | EA | 46 | 213 | 9798 | 1763.64 | 11561.64 | 346.8492 | 11908.4892 | 357.2547 | 238.1698 | 893.1367 | 13397.0503 | 133.9705 | 13531.0209
Channel
Top Channel 100X50X5mm,channel length 4.3 mtr. | KG | 739.944 | 106.5 | 78804.036 | 14184.7265 | 92988.7625 | 2789.6629 | 95778.4254 | 2873.3528 | 1915.5685 | 7183.3819 | 107750.7285 | 1077.5073 | 108828.2358
Top Channel 100X50X5mm,each channel length 3.25 mtr | KG | 2653.856 | 106.5 | 282635.664 | 50874.4195 | 333510.0835 | 10005.3025 | 343515.386 | 10305.4616 | 6870.3077 | 25763.654 | 386454.8093 | 3864.5481 | 390319.3574
Straight Cross Arm Channel 100X50X5mm, each channel length 1.7 Mtr. | KG | 14821.824 | 106.5 | 1578524.256 | 284134.3661 | 1862658.6221 | 55879.7587 | 1918538.3807 | 57556.1514 | 38370.7676 | 143890.3786 | 2158355.6783 | 21583.5568 | 2179939.2351
AB Switch mounting Channel 100X50X5mm GI channel 3.0mtr long | KG | 2409.12 | 106.5 | 256571.28 | 46182.8304 | 302754.1104 | 9082.6233 | 311836.7337 | 9355.102 | 6236.7347 | 23387.755 | 350816.3254 | 3508.1633 | 354324.4887
AB Switch Side Support Channel 100X50X5mm,each channel length 0.35 mtr. | KG | 281.064 | 106.5 | 29933.316 | 5387.9969 | 35321.3129 | 1059.6394 | 36380.9523 | 1091.4286 | 727.619 | 2728.5714 | 40928.5713 | 409.2857 | 41337.857
Isolator Support Side Channel(GI) 100X50X5mm, Channel(GI) length 0.5 mtr. | KG | 95.6 | 106.5 | 10181.4 | 1832.652 | 12014.052 | 360.4216 | 12374.4736 | 371.2342 | 247.4895 | 928.0855 | 13921.2828 | 139.2128 | 14060.4956
Straight Cross Arm Top Channel 100X50X5mm,each channel length 0.306 Mtr. | KG | 1351.5163 | 106.5 | 143936.4881 | 25908.5679 | 169845.0559 | 5095.3517 | 174940.4076 | 5248.2122 | 3498.8082 | 13120.5306 | 196807.9586 | 1968.0796 | 198776.0381
Double Pole Belting Channel 75X40X 4.8mm.,each channel length 3.0 Mtr. | KG | 3812.76 | 106.5 | 406058.94 | 73090.6092 | 479149.5492 | 14374.4865 | 493524.0357 | 14805.7211 | 9870.4807 | 37014.3027 | 555214.5401 | 5552.1454 | 560766.6855
Double Pole Belting Channel(GI) 75X40X 4.8mm., Channel(GI) length 4.3 Mtr. | KG | 859.656 | 106.5 | 91553.364 | 16479.6055 | 108032.9695 | 3240.9891 | 111273.9586 | 3338.2188 | 2225.4792 | 8345.5469 | 125183.2034 | 1251.832 | 126435.0355
Isolator Operating Down Pipe Support Channel(GI) 75X40X 4.8mm.,Channel(GI) length 0.8 Mtr. | KG | 274.176 | 106.5 | 29199.744 | 5255.9539 | 34455.6979 | 1033.6709 | 35489.3689 | 1064.6811 | 709.7874 | 2661.7027 | 39925.54 | 399.2554 | 40324.7954
Cross arm Channel of 75X40X4.8mm GI Channel 3.7 mtr. | KG | 1902.096 | 106.5 | 202573.224 | 36463.1803 | 239036.4043 | 7171.0921 | 246207.4964 | 7386.2249 | 4924.1499 | 18465.5622 | 276983.4335 | 2769.8343 | 279753.2678
Insulator Support Cahnnel 75X40X 4.8mm., channel length 4.3 Mtr. | KG | 552.636 | 106.5 | 58855.734 | 10594.0321 | 69449.7661 | 2083.493 | 71533.2591 | 2145.9978 | 1430.6652 | 5364.9944 | 80474.9165 | 804.7492 | 81279.6657
50X50X6mm.GI Bracing Angle, each angle length 3.512 mtr. | KG | 2655.072 | 106.5 | 282765.168 | 50897.7302 | 333662.8982 | 10009.8869 | 343672.7852 | 10310.1836 | 6873.4557 | 25775.4589 | 386631.8833 | 3866.3188 | 390498.2022
50X50X6mm.GI Bracing Angle,each angle length 3.432 mtr. | KG | 123.552 | 106.5 | 13158.288 | 2368.4918 | 15526.7798 | 465.8034 | 15992.5832 | 479.7775 | 319.8517 | 1199.4437 | 17991.6561 | 179.9166 | 18171.5727
50x50x6mm.GI Bracing Angle(GI), Angle(GI) length 4.927 mtr. | KG | 620.802 | 106.5 | 66115.413 | 11900.7743 | 78016.1873 | 2340.4856 | 80356.673 | 2410.7002 | 1607.1335 | 6026.7505 | 90401.2571 | 904.0126 | 91305.2697
Down Pipe Diagonal Support Angle(GI) 75X40X4.8mm length 0.388mtr. | KG | 10.476 | 106.5 | 1115.694 | 200.8249 | 1316.5189 | 39.4956 | 1356.0145 | 40.6804 | 27.1203 | 101.7011 | 1525.5163 | 15.2552 | 1540.7715
Down Pipe Base Support Angle(GI) 75X40X4.8mm length 0.34mtr. | KG | 9.18 | 106.5 | 977.67 | 175.9806 | 1153.6506 | 34.6095 | 1188.2601 | 35.6478 | 23.7652 | 89.1195 | 1336.7926 | 13.3679 | 1350.1606
Fish Plate 50X8 mm.,each 0.280 mtr. Length | KG | 1851.5952 | 106.5 | 197194.8888 | 35495.08 | 232689.9688 | 6980.6991 | 239670.6678 | 7190.12 | 4793.4134 | 17975.3001 | 269629.5013 | 2696.295 | 272325.7963
Fish Plate(GI) 50x6 mm., each 0.280 mtr. length | KG | 19.824 | 106.5 | 2111.256 | 380.0261 | 2491.2821 | 74.7385 | 2566.0205 | 76.9806 | 51.3204 | 192.4515 | 2886.7731 | 28.8677 | 2915.6408
Earthing
50X6 mm GI Flat | KG | 1641.51 | 106.5 | 174820.815 | 31467.7467 | 206288.5617 | 6188.6569 | 212477.2186 | 6374.3166 | 4249.5444 | 15935.7914 | 239036.8709 | 2390.3687 | 241427.2396
25X6 mm GI Flat | KG | 3210 | 106.5 | 341865 | 61535.7 | 403400.7 | 12102.021 | 415502.721 | 12465.0816 | 8310.0544 | 31162.7041 | 467440.5611 | 4674.4056 | 472114.9667
40mm nominal bore GI pipe (medium gauge) earthing device with 3 Mtr Long | No. | 362 | 1491 | 539742 | 97153.56 | 636895.56 | 19106.8668 | 656002.4268 | 19680.0728 | 13120.0485 | 49200.182 | 738002.7301 | 7380.0273 | 745382.7575
Earthing of Support ( Coil Type ) | No. | 288 | 235.72 | 67887.36 | 12219.7248 | 80107.0848 | 2403.2125 | 82510.2973 | 2475.3089 | 1650.2059 | 6188.2723 | 92824.0845 | 928.2408 | 93752.3254
10 SWG GI wire | KG | 31.968 | 106.5 | 3404.592 | 612.8266 | 4017.4186 | 120.5226 | 4137.9411 | 124.1382 | 82.7588 | 310.3456 | 4655.1838 | 46.5518 | 4701.7356
8 SWG GI wire | KG | 674.172 | 106.5 | 71799.318 | 12923.8772 | 84723.1952 | 2541.6959 | 87264.8911 | 2617.9467 | 1745.2978 | 6544.8668 | 98173.0025 | 981.73 | 99154.7325
Lighting Arrester |  |  |  | 0 | 0
Lightning Arrester (11kV,10kA) (Station Class,Class 2) | No | 219 | 1906.78 | 417584.82 | 75165.2676 | 492750.0876 | 14782.5026 | 507532.5902 | 15225.9777 | 10150.6518 | 38064.9443 | 570974.164 | 5709.7416 | 576683.9056
Lightning Arrester (30kV,10kA) (Station Class,Class 2) | No | 54 | 4716.95 | 254715.3 | 45848.754 | 300564.054 | 9016.9216 | 309580.9756 | 9287.4293 | 6191.6195 | 23218.5732 | 348278.5976 | 3482.786 | 351761.3835
AB Switch
11kV AB Switch 400A 3pole 50Hz Horizontal Type | No | 42 | 16116 | 676872 | 121836.96 | 798708.96 | 23961.2688 | 822670.2288 | 24680.1069 | 16453.4046 | 61700.2672 | 925504.0074 | 9255.0401 | 934759.0475
Isolator
33 KV 1250 AMP Double break (Turn & twist center rotating)isolator without earth switch with PI(Porcelain) | No | 5 | 129617.6 | 648088 | 116655.84 | 764743.84 | 22942.3152 | 787686.1552 | 23630.5847 | 15753.7231 | 59076.4616 | 886146.9246 | 8861.4692 | 895008.3938
33 KV 1250 AMP Double break (Turn & twist center rotating)isolator with earth switch with PI(Porcelain) | No | 1 | 143263.8 | 143263.8 | 25787.484 | 169051.284 | 5071.5385 | 174122.8225 | 5223.6847 | 3482.4565 | 13059.2117 | 195888.1753 | 1958.8818 | 197847.0571
HT Stay
H.T Stay clamp | Pair | 570 | 177.5 | 101175 | 18211.5 | 119386.5 | 3581.595 | 122968.095 | 3689.0428 | 2459.3619 | 9222.6071 | 138339.1069 | 1383.3911 | 139722.4979
H.T Stay set (Complete) | Set | 570 | 1491 | 849870 | 152976.6 | 1002846.6 | 30085.398 | 1032931.998 | 30987.9599 | 20658.64 | 77469.8999 | 1162048.4978 | 11620.485 | 1173668.9827
H.T Stay Insulator | No | 956 | 71 | 67876 | 12217.68 | 80093.68 | 2402.8104 | 82496.4904 | 2474.8947 | 1649.9298 | 6187.2368 | 92808.5517 | 928.0855 | 93736.6372
7/10 SWG Stay Wire | Kg | 1680 | 106.5 | 178920 | 32205.6 | 211125.6 | 6333.768 | 217459.368 | 6523.781 | 4349.1874 | 16309.4526 | 244641.789 | 2446.4179 | 247088.2069
7/8 SWG Stay Wire | Kg | 6030 | 106.5 | 642195 | 115595.1 | 757790.1 | 22733.703 | 780523.803 | 23415.7141 | 15610.4761 | 58539.2852 | 878089.2784 | 8780.8928 | 886870.1712
HDPE Pipe
HDPE Pipe ,(Spec PE80 -PN8,200 mm dia) | M | 36994.32 | 1385 | 51237133.2 | 9222683.976 | 60459817.176 | 1813794.5153 | 62273611.6913 | 1868208.3507 | 1245472.2338 | 4670520.8768 | 70057813.1527 | 700578.1315 | 70758391.2842
HDPE Pipe ,(Spec PE80 -PN8,160 mm dia) | M | 7622 | 613 | 4672286 | 841011.48 | 5513297.48 | 165398.9244 | 5678696.4044 | 170360.8921 | 113573.9281 | 425902.2303 | 6388533.455 | 63885.3345 | 6452418.7895
Danger Plate & GI Barbed Wire
Danger Plate | EA | 298 | 113.6 | 33852.8 | 6093.504 | 39946.304 | 1198.3891 | 41144.6931 | 1234.3408 | 822.8939 | 3085.852 | 46287.7798 | 462.8778 | 46750.6576
Back Clamp for danger Plate 25X3 mm. flat, length of 0.510mtr | KG | 89.5917 | 106.5 | 9541.5161 | 1717.4729 | 11258.9889 | 337.7697 | 11596.7586 | 347.9028 | 231.9352 | 869.7569 | 13046.3534 | 130.4635 | 13176.817
GI barbed wire anticlimbing device | EA | 894 | 113.6 | 101558.4 | 18280.512 | 119838.912 | 3595.1674 | 123434.0794 | 3703.0224 | 2468.6816 | 9257.556 | 138863.3393 | 1388.6334 | 140251.9727
Back Clamp for Barbed wire anticlimbing device 25X3mm. flat,length of 0.510mtr | KG | 478.7268 | 106.5 | 50984.4042 | 9177.1928 | 60161.597 | 1804.8479 | 61966.4449 | 1858.9933 | 1239.3289 | 4647.4834 | 69712.2505 | 697.1225 | 70409.373
Paint
Black Paint | L | 149 | 312.4 | 46547.6 | 8378.568 | 54926.168 | 1647.785 | 56573.953 | 1697.2186 | 1131.4791 | 4243.0465 | 63645.6972 | 636.457 | 64282.1541
Yellow Colour Paint for Background | L | 298 | 212.77 | 63405.46 | 11412.9828 | 74818.4428 | 2244.5533 | 77062.9961 | 2311.8899 | 1541.2599 | 5779.7247 | 86695.8706 | 866.9587 | 87562.8293
51.6428
Erection Cost
Description of items | UOM | Quantity | Unit Rate | Total Cost of materials | Stock, Storage & Insurance i.e 3% | Sub Total C=A+B | Erection Other @ 5% | Erection Other @ 10% | Erection Other @ 20% | Sub-Total (in Rs.) | Building & Other Cocstruction workers(cess(BOCW) Cess @1% of Total Amount | Total amount (In Rs.)
Pole
WPB 160x152 (30.44KG/Mtr.),13 mtr- with base plate 300x300x12 | EA | 14 | 40427 | 565978 | 16979.34 | 582957.34 | 29147.867 |  |  | 29147.867 | 291.4787 | 29439.3457
WPB 160x152 (30.44KG/Mtr.),11 mtr- with base plate 300x300x12 | EA | 84 | 34321.52 | 2883007.68 | 86490.2304 | 2969497.9104 | 148474.8955 |  |  | 148474.8955 | 1484.749 | 149959.6445
13 Mtr. Long H-Pole | EA | 200 | 62705.93 | 12541186 | 376235.58 | 12917421.58 | 645871.079 |  |  | 645871.079 | 6458.7108 | 652329.7898
Conductor & Cable
AAA conductor,232 mm2 | M | 43280 | 221.52 | 9587385.6 | 287621.568 | 9875007.168 |  | 987500.7168 |  | 987500.7168 | 9875.0072 | 997375.724
AAA conductor,100 mm2 | M | 1855.56 | 74.8 | 138795.888 | 4163.8766 | 142959.7646 |  | 14295.9765 |  | 14295.9765 | 142.9598 | 14438.9362
Conductor Insulator & Hardware fitting
PG Clamp for 100 mm2 AAAC conductor | EA | 252 | 788.8 | 198777.6 | 5963.328 | 204740.928 |  | 20474.0928 |  | 20474.0928 | 204.7409 | 20678.8337
Clamp for pipe | EA | 171.2 | 80 | 13696 | 410.88 | 14106.88 |  | 1410.688 |  | 1410.688 | 14.1069 | 1424.7949
PG Clamp for 232 mm2 AAAC conductor | EA | 528 | 1633 | 862224 | 25866.72 | 888090.72 |  | 88809.072 |  | 88809.072 | 888.0907 | 89697.1627
Wedge connector for 232 sq.mm AAA conductor | EA | 30 | 333 | 9990 | 299.7 | 10289.7 |  | 1028.97 |  | 1028.97 | 10.2897 | 1039.2597
Paddle clamp for wedge connector of 232 sq.mm AAA conductor | EA | 30 | 278 | 8340 | 250.2 | 8590.2 |  | 859.02 |  | 859.02 | 8.5902 | 867.6102
GI Nut , Bolt & Washer of different sizes | KG | 5102.324 | 110.76 | 565133.4062 | 16954.0022 | 582087.4084 |  | 58208.7408 |  | 58208.7408 | 582.0874 | 58790.8283
Eye hook | No | 72 | 85.2 | 6134.4 | 184.032 | 6318.432 |  | 631.8432 |  | 631.8432 | 6.3184 | 638.1616
POLYCARBONATE BIRD GUARD | EA | 45 | 29.4 | 1323 | 39.69 | 1362.69 |  | 136.269 |  | 136.269 | 1.3627 | 137.6317
11kV,5kN pin insulator polymer | No | 126 | 272 | 34272 | 1028.16 | 35300.16 |  | 3530.016 |  | 3530.016 | 35.3002 | 3565.3162
H/W fitting(B&S) 70KN,3 Bolt | Set | 252 | 476 | 119952 | 3598.56 | 123550.56 |  | 12355.056 |  | 12355.056 | 123.5506 | 12478.6066
11kV Disc insulator (B&S) 70KN polymer | No | 252 | 1564 | 394128 | 11823.84 | 405951.84 |  | 40595.184 |  | 40595.184 | 405.9518 | 41001.1358
33kV,10kN pin insulator polymer | No | 1069 | 681.6 | 728630.4 | 21858.912 | 750489.312 |  | 75048.9312 |  | 75048.9312 | 750.4893 | 75799.4205
33kV Disc insulator (B&S) 120KN polymer | No | 522 | 1872 | 977184 | 29315.52 | 1006499.52 |  | 100649.952 |  | 100649.952 | 1006.4995 | 101656.4515
H W fitting(B&S) 120KN,4 Bolt | EA | 522 | 677.6 | 353707.2 | 10611.216 | 364318.416 |  | 36431.8416 |  | 36431.8416 | 364.3184 | 36796.16
Disc insulator (B&S) 90 KN polymer | EA | 30 | 1633 | 48990 | 1469.7 | 50459.7 |  | 5045.97 |  | 5045.97 | 50.4597 | 5096.4297
H W fitting(B&S) 90KN,4 Bolt | EA | 30 | 710 | 21300 | 639 | 21939 |  | 2193.9 |  | 2193.9 | 21.939 | 2215.839
33kV V cross Arm (GI) | EA | 42 | 2556 | 107352 | 3220.56 | 110572.56 |  | 11057.256 |  | 11057.256 | 110.5726 | 11167.8286
GI Back Clamp for 33kV 'V' Cros Arm | EA | 42 | 142 | 5964 | 178.92 | 6142.92 |  | 614.292 |  | 614.292 | 6.1429 | 620.4349
Top bracket 100X50X5mm GI channel for 33KV | EA | 46 | 213 | 9798 | 293.94 | 10091.94 |  | 1009.194 |  | 1009.194 | 10.0919 | 1019.2859
Channel
Top Channel 100X50X5mm,channel length 4.3 mtr. | KG | 739.944 | 106.5 | 78804.036 | 2364.1211 | 81168.1571 |  | 8116.8157 |  | 8116.8157 | 81.1682 | 8197.9839
Top Channel 100X50X5mm,each channel length 3.25 mtr | KG | 2653.856 | 106.5 | 282635.664 | 8479.0699 | 291114.7339 |  | 29111.4734 |  | 29111.4734 | 291.1147 | 29402.5881
Straight Cross Arm Channel 100X50X5mm, each channel length 1.7 Mtr. | KG | 14821.824 | 106.5 | 1578524.256 | 47355.7277 | 1625879.9837 |  | 162587.9984 |  | 162587.9984 | 1625.88 | 164213.8784
AB Switch mounting Channel 100X50X5mm GI channel 3.0mtr long | KG | 2409.12 | 106.5 | 256571.28 | 7697.1384 | 264268.4184 |  | 26426.8418 |  | 26426.8418 | 264.2684 | 26691.1103
AB Switch Side Support Channel 100X50X5mm,each channel length 0.35 mtr. | KG | 281.064 | 106.5 | 29933.316 | 897.9995 | 30831.3155 |  | 3083.1315 |  | 3083.1315 | 30.8313 | 3113.9629
Isolator Support Side Channel(GI) 100X50X5mm, Channel(GI) length 0.5 mtr. | KG | 95.6 | 106.5 | 10181.4 | 305.442 | 10486.842 |  | 1048.6842 |  | 1048.6842 | 10.4868 | 1059.171
Straight Cross Arm Top Channel 100X50X5mm,each channel length 0.306 Mtr. | KG | 1351.5163 | 106.5 | 143936.4881 | 4318.0946 | 148254.5827 |  | 14825.4583 |  | 14825.4583 | 148.2546 | 14973.7129
Double Pole Belting Channel 75X40X 4.8mm.,each channel length 3.0 Mtr. | KG | 3812.76 | 106.5 | 406058.94 | 12181.7682 | 418240.7082 |  | 41824.0708 |  | 41824.0708 | 418.2407 | 42242.3115
Double Pole Belting Channel(GI) 75X40X 4.8mm., Channel(GI) length 4.3 Mtr. | KG | 859.656 | 106.5 | 91553.364 | 2746.6009 | 94299.9649 |  | 9429.9965 |  | 9429.9965 | 94.3 | 9524.2965
Isolator Operating Down Pipe Support Channel(GI) 75X40X 4.8mm.,Channel(GI) length 0.8 Mtr. | KG | 274.176 | 106.5 | 29199.744 | 875.9923 | 30075.7363 |  | 3007.5736 |  | 3007.5736 | 30.0757 | 3037.6494
Cross arm Channel of 75X40X4.8mm GI Channel 3.7 mtr. | KG | 1902.096 | 106.5 | 202573.224 | 6077.1967 | 208650.4207 |  | 20865.0421 |  | 20865.0421 | 208.6504 | 21073.6925
Insulator Support Cahnnel 75X40X 4.8mm., channel length 4.3 Mtr. | KG | 552.636 | 106.5 | 58855.734 | 1765.672 | 60621.406 |  | 6062.1406 |  | 6062.1406 | 60.6214 | 6122.762
50X50X6mm.GI Bracing Angle, each angle length 3.512 mtr. | KG | 2655.072 | 106.5 | 282765.168 | 8482.955 | 291248.123 |  | 29124.8123 |  | 29124.8123 | 291.2481 | 29416.0604
50X50X6mm.GI Bracing Angle,each angle length 3.432 mtr. | KG | 123.552 | 106.5 | 13158.288 | 394.7486 | 13553.0366 |  | 1355.3037 |  | 1355.3037 | 13.553 | 1368.8567
50x50x6mm.GI Bracing Angle(GI), Angle(GI) length 4.927 mtr. | KG | 620.802 | 106.5 | 66115.413 | 1983.4624 | 68098.8754 |  | 6809.8875 |  | 6809.8875 | 68.0989 | 6877.9864
Down Pipe Diagonal Support Angle(GI) length 0.388mtr. | KG | 10.476 | 106.5 | 1115.694 | 33.4708 | 1149.1648 |  | 114.9165 |  | 114.9165 | 1.1492 | 116.0656
Down Pipe Base Support Angle(GI) length 0.34mtr. | KG | 9.18 | 106.5 | 977.67 | 29.3301 | 1007.0001 |  | 100.7 |  | 100.7 | 1.007 | 101.707
Fish Plate 50X8 mm.,each 0.280 mtr. Length | KG | 1851.5952 | 106.5 | 197194.8888 | 5915.8467 | 203110.7355 |  | 20311.0735 |  | 20311.0735 | 203.1107 | 20514.1843
Fish Plate(GI) 50x6 mm., each 0.280 mtr. length | KG | 19.824 | 106.5 | 2111.256 | 63.3377 | 2174.5937 |  | 217.4594 |  | 217.4594 | 2.1746 | 219.634
Earthing
50X6 mm GI Flat | KG | 1641.51 | 106.5 | 174820.815 | 5244.6245 | 180065.4395 |  | 18006.5439 |  | 18006.5439 | 180.0654 | 18186.6094
25X6 mm GI Flat | KG | 3210 | 106.5 | 341865 | 10255.95 | 352120.95 |  | 35212.095 |  | 35212.095 | 352.1209 | 35564.2159
Earthing of Support ( Coil Type ) | No. | 288 | 235.72 | 67887.36 | 2036.6208 | 69923.9808 |  | 6992.3981 |  | 6992.3981 | 69.924 | 7062.3221
10 SWG GI wire | KG | 31.968 | 106.5 | 3404.592 | 102.1378 | 3506.7298 |  | 350.673 |  | 350.673 | 3.5067 | 354.1797
8 SWG GI wire | KG | 674.172 | 106.5 | 71799.318 | 2153.9795 | 73953.2975 |  | 7395.3298 |  | 7395.3298 | 73.9533 | 7469.2831
Lighting Arrester |  |  |  | 0 | 0
Lightning Arrester (11kV,10kA) (Station Class,Class 2) | No | 219 | 14697 | 3218643 | 96559.29 | 3315202.29 |  | 331520.229 |  | 331520.229 | 3315.2023 | 334835.4313
Lightning Arrester (30kV,10kA) (Station Class,Class 2) | No | 54 | 14697 | 793638 | 23809.14 | 817447.14 |  | 81744.714 |  | 81744.714 | 817.4471 | 82562.1611
AB Switch
11kV AB Switch 400A 3pole 50Hz Horizontal Type | No | 42 | 16116 | 676872 | 20306.16 | 697178.16 |  | 69717.816 |  | 69717.816 | 697.1782 | 70414.9942
Isolator
33 KV 1250 AMP Double break (Turn & twist center rotating)isolator without earth switch with PI(Porcelain) | No | 5 | 129617.6 | 648088 | 19442.64 | 667530.64 |  | 66753.064 |  | 66753.064 | 667.5306 | 67420.5946
33 KV 1250 AMP Double break (Turn & twist center rotating)isolator with earth switch with PI(Porcelain) | No | 1 | 143263.8 | 143263.8 | 4297.914 | 147561.714 |  | 14756.1714 |  | 14756.1714 | 147.5617 | 14903.7331
HT Stay
H.T Stay clamp | Pair | 570 | 177.5 | 101175 | 3035.25 | 104210.25 |  | 10421.025 |  | 10421.025 | 104.2103 | 10525.2353
H.T Stay set (Complete) | Set | 570 | 1491 | 849870 | 25496.1 | 875366.1 |  | 87536.61 |  | 87536.61 | 875.3661 | 88411.9761
H.T Stay Insulator | No | 956 | 71 | 67876 | 2036.28 | 69912.28 |  | 6991.228 |  | 6991.228 | 69.9123 | 7061.1403
7/10 SWG Stay Wire | Kg | 1680 | 106.5 | 178920 | 5367.6 | 184287.6 |  | 18428.76 |  | 18428.76 | 184.2876 | 18613.0476
7/8 SWG Stay Wire | Kg | 6030 | 106.5 | 642195 | 19265.85 | 661460.85 |  | 66146.085 |  | 66146.085 | 661.4609 | 66807.5459
Danger Plate & GI Barbed Wire
Danger Plate | EA | 298 | 113.6 | 33852.8 | 1015.584 | 34868.384 |  | 3486.8384 |  | 3486.8384 | 34.8684 | 3521.7068
Back Clamp for danger Plate 25X3 mm. flat, length of 0.510mtr | KG | 89.5917 | 106.5 | 9541.5161 | 286.2455 | 9827.7615 |  | 982.7762 |  | 982.7762 | 9.8278 | 992.6039
GI barbed wire anticlimbing device | EA | 894 | 113.6 | 101558.4 | 3046.752 | 104605.152 |  | 10460.5152 |  | 10460.5152 | 104.6052 | 10565.1204
Back Clamp for Barbed wire anticlimbing device 25X3mm. flat,length of 0.510mtr | KG | 478.7268 | 106.5 | 50984.4042 | 1529.5321 | 52513.9363 |  | 5251.3936 |  | 5251.3936 | 52.5139 | 5303.9076
Paint
Black Paint | L | 149 | 312.4 | 46547.6 | 1396.428 | 47944.028 |  | 4794.4028 |  | 4794.4028 | 47.944 | 4842.3468
Yellow Colour Paint for Background | L | 298 | 212.77 | 63405.46 | 1902.1638 | 65307.6238 |  | 6530.7624 |  | 6530.7624 | 65.3076 | 6596.07
0.35585
Civil & Services
Description of items | Unit | Total Quantity | Unit Rate (Rs.) | Amount (In Rs.) A | Add GST @ 18% on Amount A | Sub-Total (in Rs.) | Building & Other Cocstruction workers(cess(BOCW) Cess @1% of Total Amount | Total amount (In Rs.)
Erection of 33kV RMU/ICOG | EA | 11 | 19255 | 211805 | 38124.9 | 249929.9 | 2499.299 | 252429.199
Erection of 11kV RMU | EA | 13 | 12000 | 156000 | 28080 | 184080 | 1840.8 | 185920.8
Construction of 3-way/4-way/5way RMU Plinth with Brick, Mortar, 12 mm cement plaster as per drawing.Scope of work includes excavation of earth for foundation and supply of raw material i.e. sand, cement, bricks and removal of extra malba if any as per site requirement including labour required for the same as per site requirement & With respect to standard drawing . | EA | 24 | 26000 | 624000 | 112320 | 736320 | 7363.2 | 743683.2
Provide necessary Manpower,FRP Fencing & Ms Material for construction boundary wall fencing as per standard drawing, specification & GTP. | sqmtr | 576 | 3310 | 1906560 | 343180.8 | 2249740.8 | 22497.408 | 2272238.208
Supply and erection of GI Pipe of dia. 150mm, Class-B (8Mtr.) | M | 1466 | 1496.91 | 2194470.06 | 395004.6108 | 2589474.6708 | 25894.7467 | 2615369.4175
Concreting of poles in ratio 1:1.5:3 11Mtr. WPB | EA | 84 | 2991.9825 | 251326.53 | 45238.7754 | 296565.3054 | 2965.6531 | 299530.9585
Couping of poles in ratio 1:1.5:3 11Mtr. WPB | EA | 84 | 747.9956 | 62831.6325 | 11309.6938 | 74141.3263 | 741.4133 | 74882.7396
Concreting of poles in ratio 1:1.5:3 for 13Mtr. H POLE | EA | 200 | 3656.8675 | 731373.5 | 131647.23 | 863020.73 | 8630.2073 | 871650.9373
Couping of poles in ratio 1:1.5:3 for 13Mtr. H POLE | EA | 200 | 789.5509 | 157910.1875 | 28423.8337 | 186334.0212 | 1863.3402 | 188197.3615
Stay concreting in ratio 1:2:4 | EA | 570 | 1329.77 | 757968.9 | 136434.402 | 894403.302 | 8944.033 | 903347.335
Concreting ratio 1:1.5:3 13Mtr. WPB | EA | 14 | 3656.8675 | 51196.145 | 9215.3061 | 60411.4511 | 604.1145 | 61015.5656
Couping ratio 1:1.5:3 13Mtr. WPB | EA | 14 | 747.9956 | 10471.9387 | 1884.949 | 12356.8877 | 123.5689 | 12480.4566
BA will provide necessary Tools, Machinary, Manpower for laying of 11KV 3C Cable ( 70sqmm to 630Sqmm) in Tower or Pole/ Tray . | Mtr. | 45377.6 | 100.17 | 4545474.192 | 818185.3546 | 5363659.5466 | 53636.5955 | 5417296.142
Supply and Installation of cable Route marker including transportation from site/tent, excavation, refilling, disposing of malba, flooding with water, ramming/compacting of foundation as per standard specifications and drawing. | No. | 1200 | 1035.1748 | 1242209.76 | 223597.7568 | 1465807.5168 | 14658.0752 | 1480465.592
Cable looping chamber with Brick wall including cement concreting RCC Cover | LS | 42 | 5348.22 | 224625.24 | 40432.5432 | 265057.7832 | 2650.5778 | 267708.361
Provide necessary civil material for construction of Earthing chamber, excavation & installation of incuding earthingpipe dia up to 100mm dia for length of 3Mtr.Scope also includes necessary nutbolt, 25 Kg Bentonide Power , connection & welding with incoming earth flat. The work to be executed as per standard drawing & design | Nos. | 254 | 3784.73 | 961321.42 | 173037.8556 | 1134359.2756 | 11343.5928 | 1145702.8684
Laying of 200mm dia PE 80-PN8, HDPE pipe inside open trench. | M | 44616.32 | 306.87 | 13691410.1184 | 2464453.8213 | 16155863.9397 | 161558.6394 | 16317422.5791
Making Trenchless ducts upto 200 mm dia through Single Pipe by HDD method using HDD machine.Scope of work includes pulling of any grade of HDPE Pipe,Jointing of the pipes ,cable laying through HDPE Pipe and disposal of debris . Cable and HDPE pipe shall be free issued from DISCOM's store. | M | 26345.6 | 1583.43 | 41716413.408 | 7508954.4134 | 49225367.8214 | 492253.6782 | 49717621.4997
BA will supply all necessary tools, Skilled jointer for making Jointing excluding excavation & Termination Kit for three phase / single phase as per DISCOM standards.This Line item is only for providing jointer and making joint by using suitable equipments by BA.Jointer will be certified by Raychem, 3M, Cellpack.Note :- Three phase will be consider one set. | No. | 701 | 2900 | 2032900 | 365922 | 2398822 | 23988.22 | 2422810.22
Earth Work-excluding hard rock.Earth work in excavation by mechanical means (Hydraulic excavator)/manual means over areas (exceeding 30 cm in depth, 1.5 m in width as well as 10 sqm on plan) including getting out and disposal of excavated earth lead up to 50 m and lift up to 1.5 m, as directed by Engineer-in-charge. Note- All kind of excavation work with different size for plinth, Structure & other works will be considered under this line items. All kinds of soil | M3 | 31653.8 | 327.328 | 10361175.0464 | 1865011.5084 | 12226186.5548 | 122261.8655 | 12348448.4203
Earth Work-hard rock.Earth work in excavation by mechanical means (Hydraulic excavator)/ manual means over areas (exceeding 30 cm in depth, 1.5 m in width as well as 10 sqm on plan) including getting out and disposal of excavated earth lead upto 50 m and lift upto 1.5 m, as directed by Engineer-in charge. Note- All kind of excavation work with different size for plinth, Structure & other works will be considered under this line items Hard rock. | M3 | 14710.414 | 1125.19 | 16552010.7287 | 2979361.9312 | 19531372.6598 | 195313.7266 | 19726686.3864
Shifting of excavated soil | M3 | 2193.165 | 171.55 | 376237.4558 | 67722.742 | 443960.1978 | 4439.602 | 448399.7998
BA will Back fill the cable excvation site with same earth.BA will provide necessary Tools,Machinery & Manpower for the activity. | M3 | 44171.045 | 204.58 | 9036512.3861 | 1626572.2295 | 10663084.6156 | 106630.8462 | 10769715.4618
Supply and erection of prefabricated RCC partition slab 950x450x75mm (M-30 grade) | EA | 6445 | 5017.32 | 32336627.4 | 5820592.932 | 38157220.332 | 381572.2033 | 38538792.5353
Supply and erection of prefabricated RCC trench (1mtr W x 1.25mtr d), thickness 150mm (side slab) & 175mm (base slab) (M-30 grade) | M3 | 1595 | 8346 | 13311870 | 2396136.6 | 15708006.6 | 157080.066 | 15865086.666
Supply of rod, bending, cutting and binding for prefabricated RCC slabs (0.6 Qint/Cum) | Ton | 29 | 111500 | 3233500 | 582030 | 3815530 | 38155.3 | 3853685.3
PCC (1:3:6) under the prefabricated RCC trench M20 | M3 | 217.5 | 5247.48 | 1141326.9 | 205438.842 | 1346765.742 | 13467.6574 | 1360233.3994
Damage of asphalt/tar road and other utilities and reconstructing to bring to its original shape after laying of cable in open trench (1mtr. width) | Mtr | 33269.32 | 4571.4 | 152087369.448 | 27375726.5006 | 179463095.9486 | 1794630.9595 | 181257726.9081
Supplying and spreading, filling other works with fine sand underfloors,ground etc as per EIC instruction. Scope of work also includes watering, ramming, consolidating and dressing complete and other works if required at site . | M3 | 439.5 | 1022.9 | 449564.55 | 80921.619 | 530486.169 | 5304.8617 | 535791.0307
Sundries (LDPE Tape, etc) | EA | 21.4 | 5000 | 107000 | 19260 | 126260 | 1262.6 | 127522.6
Dismantle of RSJ/WPB pole(150x150mm) | EA | 200 | 1380.915 | 276183 | 49712.94 | 325895.94 | 3258.9594 | 329154.8994
Dismantling of Stay set complete | EA | 376 | 482.5 | 181420 | 32655.6 | 214075.6 | 2140.756 | 216216.356
Dismantle 33KV V cross arm | EA | 120 | 28.95 | 3474 | 625.32 | 4099.32 | 40.9932 | 4140.3132
Dismantle-33KV Pin Insulator | EA | 915.045 | 13.51 | 12362.2579 | 2225.2064 | 14587.4644 | 145.8746 | 14733.339
Dismantle-33KV Disc with Hardware | EA | 618 | 20.072 | 12404.496 | 2232.8093 | 14637.3053 | 146.3731 | 14783.6783
Dismantle-Steel work | KG | 4598.5293 | 16.3664 | 75261.3696 | 13547.0465 | 88808.4161 | 888.0842 | 89696.5003
Dismantle-80-100 sqmm AAAC Conductor | Mtr | 37116 | 9.2061 | 341693.6076 | 61504.8494 | 403198.457 | 4031.9846 | 407230.4415
Survey of incremental/delta network and assets changes of 33 kV network and updation in GESW databas | KM | 75 | 9633 | 722475 | 130045.5 | 852520.5 | 8525.205 | 861045.705
Inspection Fee of UG Line (HT) - Rs. 1500/ Additional Km | KM | 63 | 1500 | 94500 | 17010 | 111510 | 1115.1 | 112625.1
Inspection Fee of RMU - Rs. 1500/ RMU | EA | 23 | 1500 | 34500 | 6210 | 40710 | 407.1 | 41117.1
Inspection Fee of Drawing Checking and Approval | EA | 10 | 750 | 7500 | 1350 | 8850 | 88.5 | 8938.5
37.2182
[5 empty] | Total Engg. Estimate Amount |  |  | 89.2168

## BoQ (Cyclone Resilient infra)
Part- A ( Annexure-1) (BoQ)
Cyclone Resilient Infra
Supply Cost
| Sl. No. | Description of items | UOM | Quantity (A) | Unit Rate (B) | GST(18%) © | All-incl Unit Rate (D = B+C) | Total rate (E = A x D)
1 | A. | Pole
1.1 | 1 | WPB 160x152 (30.44KG/Mtr.),13 mtr- with base plate 300x300x12 | EA | 14 |  | 0 | 0 | 0
1.2 | 2 | WPB 160x152 (30.44KG/Mtr.),11 mtr- with base plate 300x300x12 | EA | 84 |  | 0 | 0 | 0
1.3 | 3 | 13 Mtr. Long H-Pole | EA | 200 |  | 0 | 0 | 0
2 | B. | Conductor & Cable
2.1 | 4 | AAA conductor,232 mm2 | M | 43280 |  | 0 | 0 | 0
2.2 | 5 | AAA conductor,100 mm2 | M | 1855.56 |  | 0 | 0 | 0
2.3 | 6 | 3C x 400 mm2 33KV XLPE Cable (Armoured), A2XWY | M | 49140 |  | 0 | 0 | 0
2.4 | 7 | 3C x 400 mm2 11KV XLPE Cable (Armoured), A2XWY | M | 9150 |  | 0 | 0 | 0
3 | C. | RMU
3.1 | 8 | Supply of RMU 33KV 4W 630A LLVV(2ISO+2BKR)+ AUX.PT | EA | 9 |  | 0 | 0 | 0
3.19 | 9 | Supply of 11kV RMU 4WAY 630A LLVV WITH FRTU & AUXPT | EA | 13 |  | 0 | 0 | 0
3.2 | 10 | RMU 33KV 630A SINGLE BKR MODULE + AUXPT | EA | 2 |  | 0 | 0 | 0
3.2 | 11 | Pre-Wired FRTU Panel with FRTU | EA | 11 |  | 0 | 0 | 0
3.3 | 12 | Managed Layer2 Ethernet Switch (FRTU Panel) | EA | 11 |  | 0 | 0 | 0
3.4 | 13 | Networking Accessories | SET | 11 |  | 0 | 0 | 0
3.5 | 14 | CMR with Mounting Base for Digital Inputs | EA | 352 |  | 0 | 0 | 0
3.6 | 15 | Interposing Relay for Digital Output | EA | 176 |  | 0 | 0 | 0
3.7 | 16 | Battery Charger | EA | 11 |  | 0 | 0 | 0
3.8 | 17 | Battery | EA | 11 |  | 0 | 0 | 0
3.9 | 18 | 4G Modem cum Router | EA | 11 |  | 0 | 0 | 0
3.1 | 19 | Instrumentation Cable 12 C X 0.5 mm2, Armored cable for Status and Indications | M | 440 |  | 0 | 0 | 0
3.11 | 20 | Instrumentation Cable 7 C X 1.5 mm2, Armored for Control Output | M | 440 |  | 0 | 0 | 0
3.12 | 21 | Twisted Pair Shielded & Over all shielded Instrumentation Cable 5 P X 1.0 mm2, Armored for Analog Input | M | 440 |  | 0 | 0 | 0
3.13 | 22 | 4 C X 4 mm2 Copper cable for extension of CT & PT | M | 220 |  | 0 | 0 | 0
3.14 | 23 | 2 C X 4 mm2 Cable for DC Power Supply | M | 110 |  | 0 | 0 | 0
3.15 | 24 | 4P X 0.36 mm2, Armored Communication Cable for MFM | M | 220 |  | 0 | 0 | 0
3.16 | 25 | Armored CAT6 SFTP Cable | M | 220 |  | 0 | 0 | 0
3.17 | 26 | Un-Armored CAT6 SFTP Cable | M | 220 |  | 0 | 0 | 0
3.18 | 27 | Multi Function Meter | EA | 22 |  | 0 | 0 | 0
4 | D. | Cable Jointing Kits
4.1 | 28 | Heat shrinkable jointing kit for 3Cx400 mm² 11KV XLPE Cable(indoor type)(TOUCH PROOF) | EA | 52 |  | 0 | 0 | 0
4.2 | 29 | Heat shrinkable jointing kit for 3Cx400 mm² 11KV XLPE Cable(outdoor type) | EA | 46 |  | 0 | 0 | 0
4.3 | 30 | Heat shrinkable jointing kit for 3Cx400 mm² 11KV XLPE Cable(Straight type) | EA | 30 |  | 0 | 0 | 0
4.4 | 31 | Heat Shrinkable jointing kit for 3C x 400 mm2 33KV XLPE Cable (Outdoor type) | EA | 96 |  | 0 | 0 | 0
4.5 | 32 | Heat shrinkable jointing kit for 3C x 400 mm2 33 KV XLPE Cable ((Straight type)) | EA | 190 |  | 0 | 0 | 0
4.6 | 33 | Heat shrinkable jointing kit for 3Cx400mm² 33KV XLPE Cable(indoor type) (TOUCH PROOF) | EA | 40 |  | 0 | 0 | 0
5 | E. | Conductor Insulator & Hardware fitting
5.1 | 34 | PG Clamp for 100 mm2 AAAC conductor | EA | 252 |  | 0 | 0 | 0
5.2 | 35 | Clamp for pipe | EA | 171.2 |  | 0 | 0 | 0
5.3 | 36 | PG Clamp for 232 mm2 AAAC conductor | EA | 528 |  | 0 | 0 | 0
5.4 | 37 | Wedge connector for 232 sq.mm AAA conductor | EA | 30 |  | 0 | 0 | 0
5.5 | 38 | Paddle clamp for wedge connector of 232 sq.mm AAA conductor | EA | 30 |  | 0 | 0 | 0
5.6 | 39 | GI Nut , Bolt & Washer of different sizes | KG | 5102.324 |  | 0 | 0 | 0
5.7 | 40 | Eye hook | No | 72 |  | 0 | 0 | 0
5.8 | 41 | POLYCARBONATE BIRD GUARD | EA | 45 |  | 0 | 0 | 0
5.9 | 42 | 11kV,5kN pin insulator polymer | No | 126 |  | 0 | 0 | 0
5.1 | 43 | H/W fitting(B&S) 70KN,3 Bolt | Set | 252 |  | 0 | 0 | 0
5.11 | 44 | 11kV Disc insulator (B&S) 70KN polymer | No | 252 |  | 0 | 0 | 0
5.12 | 45 | 33kV,10kN pin insulator polymer | No | 1069 |  | 0 | 0 | 0
5.13 | 46 | 33kV Disc insulator (B&S) 120KN polymer | No | 522 |  | 0 | 0 | 0
5.14 | 47 | H/W fitting(B&S) 120KN,4 Bolt | EA | 522 |  | 0 | 0 | 0
5.15 | 48 | 33kV Disc insulator (B&S) 90 KN polymer | EA | 30 |  | 0 | 0 | 0
5.16 | 49 | H/W fitting(B&S) 90KN,4 Bolt | EA | 30 |  | 0 | 0 | 0
5.17 | 50 | 33kV V cross Arm (GI) | EA | 42 |  | 0 | 0 | 0
5.18 | 51 | GI Back Clamp for 33kV 'V' Cros Arm | EA | 42 |  | 0 | 0 | 0
5.19 | 52 | Top bracket 100X50X5mm GI channel for 33KV | EA | 46 |  | 0 | 0 | 0
6 | F. | Channel
6.1 | 53 | Top Channel 100X50X5mm,channel length 4.3 mtr. | KG | 739.944 |  | 0 | 0 | 0
6.2 | 54 | Top Channel 100X50X5mm,each channel length 3.25 mtr | KG | 2653.856 |  | 0 | 0 | 0
6.3 | 55 | Straight Cross Arm Channel 100X50X5mm, each channel length 1.7 Mtr. | KG | 14821.824 |  | 0 | 0 | 0
6.4 | 56 | AB Switch mounting Channel 100X50X5mm GI channel 3.0mtr long | KG | 2409.12 |  | 0 | 0 | 0
6.5 | 57 | AB Switch Side Support Channel 100X50X5mm,each channel length 0.35 mtr. | KG | 281.064 |  | 0 | 0 | 0
6.6 | 58 | Isolator Support Side Channel(GI) 100X50X5mm, Channel(GI) length 0.5 mtr. | KG | 95.6 |  | 0 | 0 | 0
6.7 | 59 | Straight Cross Arm Top Channel 100X50X5mm,each channel length 0.306 Mtr. | KG | 1351.5163 |  | 0 | 0 | 0
6.8 | 60 | Double Pole Belting Channel 75X40X 4.8mm.,each channel length 3.0 Mtr. | KG | 3812.76 |  | 0 | 0 | 0
6.9 | 61 | Double Pole Belting Channel(GI) 75X40X 4.8mm., Channel(GI) length 4.3 Mtr. | KG | 859.656 |  | 0 | 0 | 0
6.1 | 62 | Isolator Operating Down Pipe Support Channel(GI) 75X40X 4.8mm.,Channel(GI) length 0.8 Mtr. | KG | 274.176 |  | 0 | 0 | 0
6.11 | 63 | Cross arm Channel of 75X40X4.8mm GI Channel 3.7 mtr. | KG | 1902.096 |  | 0 | 0 | 0
6.12 | 64 | Insulator Support Cahnnel 75X40X 4.8mm., channel length 4.3 Mtr. | KG | 552.636 |  | 0 | 0 | 0
6.13 | 65 | 50X50X6mm.GI Bracing Angle, each angle length 3.512 mtr. | KG | 2655.072 |  | 0 | 0 | 0
6.14 | 66 | 50X50X6mm.GI Bracing Angle,each angle length 3.432 mtr. | KG | 123.552 |  | 0 | 0 | 0
6.15 | 67 | 50x50x6mm.GI Bracing Angle(GI), Angle(GI) length 4.927 mtr. | KG | 620.802 |  | 0 | 0 | 0
6.16 | 68 | Down Pipe Diagonal Support Angle(GI) 75X40X4.8mm length 0.388mtr. | KG | 10.476 |  | 0 | 0 | 0
6.17 | 69 | Down Pipe Base Support Angle(GI) 75X40X4.8mm length 0.34mtr. | KG | 9.18 |  | 0 | 0 | 0
6.18 | 70 | Fish Plate 50X8 mm.,each 0.280 mtr. Length | KG | 1851.5952 |  | 0 | 0 | 0
6.19 | 71 | Fish Plate(GI) 50x6 mm., each 0.280 mtr. length | KG | 19.824 |  | 0 | 0 | 0
7 | G. | Earthing
7.1 | 72 | 50X6 mm GI Flat | KG | 1641.51 |  | 0 | 0 | 0
7.2 | 73 | 25X6 mm GI Flat | KG | 3210 |  | 0 | 0 | 0
7.3 | 74 | 40mm nominal bore GI pipe (Heavy gauge) earthing device with 3 Mtr Long | No. | 362 |  | 0 | 0 | 0
7.4 | 75 | Earthing of Support ( Coil Type ) | No. | 288 |  | 0 | 0 | 0
7.5 | 76 | 10 SWG GI wire | KG | 31.968 |  | 0 | 0 | 0
7.6 | 77 | 8 SWG GI wire | KG | 674.172 |  | 0 | 0 | 0 | 0
8 | H. | Lighting Arrester
8.1 | 78 | Lightning Arrester (11kV,10kA) (Station Class,Class 2) | No | 219 |  | 0 | 0 | 0
8.2 | 79 | Lightning Arrester (30kV,10kA) (Station Class,Class 2) | No | 54 |  | 0 | 0 | 0
9 | I. | AB Switch
9.1 | 80 | 11kV AB Switch 400A 3pole 50Hz Horizontal Type | No | 42 |  | 0 | 0 | 0
10 | J. | Isolator
10.1 | 81 | 33 KV 1250 AMP Double break Motorized (Turn & twist center rotating)isolator with earth switch with PI(Porcelain) | No | 7 |  | 0 | 0 | 0
11 | K. | HT Stay
11.1 | 82 | H.T Stay clamp | Pair | 570 |  | 0 | 0 | 0
11.2 | 83 | H.T Stay set (Complete) | Set | 570 |  | 0 | 0 | 0
11.3 | 84 | H.T Stay Insulator | No | 956 |  | 0 | 0 | 0
11.4 | 85 | 7/10 SWG Stay Wire | Kg | 1680 |  | 0 | 0 | 0
11.5 | 86 | 7/8 SWG Stay Wire | Kg | 6030 |  | 0 | 0 | 0
12 | L. | HDPE Pipe
12.1 | 87 | HDPE Pipe ,(Spec PE80 -PN8,200 mm dia) | M | 58290 |  | 0 | 0 | 0
13 | M. | Danger Plate & GI Barbed Wire
13.1 | 88 | Danger Plate | EA | 298 |  | 0 | 0 | 0
13.2 | 89 | Back Clamp for danger Plate 25X3 mm. flat, length of 0.510mtr | KG | 89.5917 |  | 0 | 0 | 0
13.3 | 90 | GI barbed wire anticlimbing device | EA | 894 |  | 0 | 0 | 0
13.4 | 91 | Back Clamp for Barbed wire anticlimbing device 25X3mm. flat,length of 0.510mtr | KG | 478.7268 |  | 0 | 0 | 0
14 | N. | Paint
14.1 | 92 | Black Paint | L | 149 |  | 0 | 0 | 0
14.2 | 93 | Yellow Colour Paint for Background | L | 298 |  | 0 | 0 | 0
|  | Supply Total | [5 empty] | 0
Erection Cost
| Sl. No. | Description of items | UOM | Quantity (A) | Unit Rate (B) | GST(18%) © | All-incl Unit Rate (D = B+C) | Total rate (E = A x D)
1 | A. | Pole
1.2 | 1 | WPB 160x152 (30.44KG/Mtr.),13 mtr- with base plate 300x300x12 | EA | 14 |  | 0 | 0 | 0
1.3 | 2 | WPB 160x152 (30.44KG/Mtr.),11 mtr- with base plate 300x300x12 | EA | 84 |  | 0 | 0 | 0
1.4 | 3 | 13 Mtr. Long H-Pole | EA | 200 |  | 0 | 0 | 0
2 | B. | Conductor & Cable
2.1 | 4 | AAA conductor,232 mm2 | M | 43280 |  | 0 | 0 | 0
2.2 | 5 | AAA conductor,100 mm2 | M | 1855.56 |  | 0 | 0 | 0
3 | 6 | laying, commissioning and testing of 3C x 400 mm2 33KV XLPE Cable (Armoured), A2XWY in open trench/pole/tray. | M | 34000 |  | 0 | 0 | 0
3.1 | 7 | laying, commissioning and testing of 3C x 400 mm2 11KV XLPE Cable (Armoured), A2XWY in open trench/pole/tray. | M | 6500 |  | 0 | 0 | 0
3.2 | C. | RMU
3.3 | 8 | Erection of RMU 33KV 4W 630A LLVV(2ISO+2BKR)+ AUX.PT | EA | 9 |  | 0 | 0 | 0
3.4 | 9 | Erection of 11kV RMU 4WAY 630A LLVV WITH FRTU & AUXPT | EA | 13 |  | 0 | 0 | 0
3.5 | 10 | Erection of RMU 33KV 630A SINGLE BKR MODULE + AUXPT | EA | 2 |  | 0 | 0 | 0
3.6 | 11 | Services for installation of FRTU pannel, communication and other associated items | EA | 11 |  | 0 | 0 | 0
4.3 | D. | Cable Jointing Kits
4.4 | 12 | Heat shrinkable jointing kit for 3Cx400 mm² 11KV XLPE Cable(indoor type)(TOUCH PROOF) | EA | 52 |  | 0 | 0 | 0
4.5 | 13 | Heat shrinkable jointing kit for 3Cx400 mm² 11KV XLPE Cable(outdoor type) | EA | 46 |  | 0 | 0 | 0
4.6 | 14 | Heat shrinkable jointing kit for 3Cx400 mm² 11KV XLPE Cable(Straight type) | EA | 30 |  | 0 | 0 | 0
4.7 | 15 | Heat Shrinkable jointing kit for 3C x 400 mm2 33KV XLPE Cable (Outdoor type) | EA | 96 |  | 0 | 0 | 0
4.8 | 16 | Heat shrinkable jointing kit for 3C x 400 mm2 33 KV XLPE Cable ((Straight type)) | EA | 190 |  | 0 | 0 | 0
4.9 | 17 | Heat shrinkable jointing kit for 3Cx400mm² 33KV XLPE Cable(indoor type) (TOUCH PROOF) | EA | 40 |  | 0 | 0 | 0
5 | E. | Conductor Insulator & Hardware fitting
5.1 | 18 | PG Clamp for 100 mm2 AAAC conductor | EA | 252 |  | 0 | 0 | 0
5.2 | 19 | Clamp for pipe | EA | 171.2 |  | 0 | 0 | 0
5.3 | 20 | PG Clamp for 232 mm2 AAAC conductor | EA | 528 |  | 0 | 0 | 0
5.4 | 21 | Wedge connector for 232 sq.mm AAA conductor | EA | 30 |  | 0 | 0 | 0
5.5 | 22 | Paddle clamp for wedge connector of 232 sq.mm AAA conductor | EA | 30 |  | 0 | 0 | 0
5.6 | 23 | GI Nut , Bolt & Washer of different sizes | KG | 5102.324 |  | 0 | 0 | 0
5.7 | 24 | Eye hook | No | 72 |  | 0 | 0 | 0
5.8 | 25 | POLYCARBONATE BIRD GUARD | EA | 45 |  | 0 | 0 | 0
5.9 | 26 | 11kV,5kN pin insulator polymer | No | 126 |  | 0 | 0 | 0
| 27 | H/W fitting(B&S) 70KN,3 Bolt | Set | 252 |  | 0 | 0 | 0
| 28 | 11kV Disc insulator (B&S) 70KN polymer | No | 252 |  | 0 | 0 | 0
| 29 | 33kV,10kN pin insulator polymer | No | 1069 |  | 0 | 0 | 0
| 30 | 33kV Disc insulator (B&S) 120KN polymer | No | 522 |  | 0 | 0 | 0
| 31 | H W fitting(B&S) 120KN,4 Bolt | EA | 522 |  | 0 | 0 | 0
| 32 | Disc insulator (B&S) 90 KN polymer | EA | 30 |  | 0 | 0 | 0
| 33 | H W fitting(B&S) 90KN,4 Bolt | EA | 30 |  | 0 | 0 | 0
| 34 | 33kV V cross Arm (GI) | EA | 42 |  | 0 | 0 | 0
| 35 | GI Back Clamp for 33kV 'V' Cros Arm | EA | 42 |  | 0 | 0 | 0
| 36 | Top bracket 100X50X5mm GI channel for 33KV | EA | 46 |  | 0 | 0 | 0
| F. | Channel
| 37 | Top Channel 100X50X5mm,channel length 4.3 mtr. | KG | 739.944 |  | 0 | 0 | 0
| 38 | Top Channel 100X50X5mm,each channel length 3.25 mtr | KG | 2653.856 |  | 0 | 0 | 0
| 39 | Straight Cross Arm Channel 100X50X5mm, each channel length 1.7 Mtr. | KG | 14821.824 |  | 0 | 0 | 0
| 40 | AB Switch mounting Channel 100X50X5mm GI channel 3.0mtr long | KG | 2409.12 |  | 0 | 0 | 0
| 41 | AB Switch Side Support Channel 100X50X5mm,each channel length 0.35 mtr. | KG | 281.064 |  | 0 | 0 | 0
| 42 | Isolator Support Side Channel(GI) 100X50X5mm, Channel(GI) length 0.5 mtr. | KG | 95.6 |  | 0 | 0 | 0
| 43 | Straight Cross Arm Top Channel 100X50X5mm,each channel length 0.306 Mtr. | KG | 1351.5163 |  | 0 | 0 | 0
| 44 | Double Pole Belting Channel 75X40X 4.8mm.,each channel length 3.0 Mtr. | KG | 3812.76 |  | 0 | 0 | 0
| 45 | Double Pole Belting Channel(GI) 75X40X 4.8mm., Channel(GI) length 4.3 Mtr. | KG | 859.656 |  | 0 | 0 | 0
| 46 | Isolator Operating Down Pipe Support Channel(GI) 75X40X 4.8mm.,Channel(GI) length 0.8 Mtr. | KG | 274.176 |  | 0 | 0 | 0
| 47 | Cross arm Channel of 75X40X4.8mm GI Channel 3.7 mtr. | KG | 1902.096 |  | 0 | 0 | 0
| 48 | Insulator Support Cahnnel 75X40X 4.8mm., channel length 4.3 Mtr. | KG | 552.636 |  | 0 | 0 | 0
| 49 | 50X50X6mm.GI Bracing Angle, each angle length 3.512 mtr. | KG | 2655.072 |  | 0 | 0 | 0
| 50 | 50X50X6mm.GI Bracing Angle,each angle length 3.432 mtr. | KG | 123.552 |  | 0 | 0 | 0
| 51 | 50x50x6mm.GI Bracing Angle(GI), Angle(GI) length 4.927 mtr. | KG | 620.802 |  | 0 | 0 | 0
| 52 | Down Pipe Diagonal Support Angle(GI) length 0.388mtr. | KG | 10.476 |  | 0 | 0 | 0
| 53 | Down Pipe Base Support Angle(GI) length 0.34mtr. | KG | 9.18 |  | 0 | 0 | 0
| 54 | Fish Plate 50X8 mm.,each 0.280 mtr. Length | KG | 1851.5952 |  | 0 | 0 | 0
| 55 | Fish Plate(GI) 50x6 mm., each 0.280 mtr. length | KG | 19.824 |  | 0 | 0 | 0
| G. | Earthing
| 56 | 50X6 mm GI Flat | KG | 1641.51 |  | 0 | 0 | 0
| 57 | 25X6 mm GI Flat | KG | 3210 |  | 0 | 0 | 0
| 58 | Earthing of Support ( Coil Type ) | No. | 288 |  | 0 | 0 | 0
| 59 | 10 SWG GI wire | KG | 31.968 |  | 0 | 0 | 0
| 60 | 8 SWG GI wire | KG | 674.172 |  | 0 | 0 | 0
| H. | Lighting Arrester
| 61 | Lightning Arrester (11kV,10kA) (Station Class,Class 2) | No | 219 |  | 0 | 0 | 0
| 62 | Lightning Arrester (30kV,10kA) (Station Class,Class 2) | No | 54 |  | 0 | 0 | 0
| I. | AB Switch
| 63 | 11kV AB Switch 400A 3pole 50Hz Horizontal Type | No | 42 |  | 0 | 0 | 0
| J. | Isolator
| 64 | 33 KV 1250 AMP Double break Motorized (Turn & twist center rotating)isolator with earth switch with PI(Porcelain) | No | 7 |  | 0 | 0 | 0
| K. | HT Stay
| 65 | H.T Stay clamp | Pair | 570 |  | 0 | 0 | 0
| 66 | H.T Stay set (Complete) | Set | 570 |  | 0 | 0 | 0
| 67 | H.T Stay Insulator | No | 956 |  | 0 | 0 | 0
| 68 | 7/10 SWG Stay Wire | Kg | 1680 |  | 0 | 0 | 0
| 69 | 7/8 SWG Stay Wire | Kg | 6030 |  | 0 | 0 | 0
| L. | HDPE Pipe
| 70 | Laying of 200mm dia PE 80-PN8, HDPE pipe inside open trench/pole/tray. | M | 29145 |  | 0 | 0 | 0
| M. | Danger Plate & GI Barbed Wire
| 71 | Danger Plate | EA | 298 |  | 0 | 0 | 0
| 72 | Back Clamp for danger Plate 25X3 mm. flat, length of 0.510mtr | KG | 89.5917 |  | 0 | 0 | 0
| 73 | GI barbed wire anticlimbing device | EA | 894 |  | 0 | 0 | 0
| 74 | Back Clamp for Barbed wire anticlimbing device 25X3mm. flat,length of 0.510mtr | KG | 478.7268 |  | 0 | 0 | 0
| N. | Paint
| 75 | Black Paint | L | 149 |  | 0 | 0 | 0
| 76 | Yellow Colour Paint for Background | L | 298 |  | 0 | 0 | 0
|  | Erection Total | [5 empty] | 0
Civil & Services
| Sl. No. | Description of items | Unit | Quantity (A) | Unit Rate (B) | GST(18%) © | All-incl Unit Rate (D = B+C) | Total rate (E = A x D)
| 1 | Construction of 2-way/3-way/4-way/5way RMU Plinth with Brick, Mortar, 12 mm cement plaster as per drawing.Scope of work includes excavation of earth for foundation and supply of raw material i.e. sand, cement, bricks and removal of extra malba if any as per site requirement including labour required for the same as per site requirement & With respect to standard drawing . | EA | 24 |  | 0 | 0 | 0
| 2 | Provide necessary Manpower,FRP Fencing & Ms Material for construction boundary wall fencing as per standard drawing, specification & GTP. | sqmtr | 576 |  | 0 | 0 | 0
| 3 | Supply and erection of GI Pipe of dia. 150mm, Class-B (6Mtr.) | M | 1200 |  | 0 | 0 | 0
| 4 | Concreting of poles in ratio 1:1.5:3 11Mtr. WPB | EA | 84 |  | 0 | 0 | 0
| 5 | Couping of poles in ratio 1:1.5:3 11Mtr. WPB | EA | 84 |  | 0 | 0 | 0
| 6 | Concreting of poles in ratio 1:1.5:3 for 13Mtr. H POLE | EA | 200 |  | 0 | 0 | 0
| 7 | Couping of poles in ratio 1:1.5:3 for 13Mtr. H POLE | EA | 200 |  | 0 | 0 | 0
| 8 | Stay concreting in ratio 1:2:4 | EA | 570 |  | 0 | 0 | 0
| 9 | Concreting ratio 1:1.5:3 13Mtr. WPB | EA | 14 |  | 0 | 0 | 0
| 10 | Couping ratio 1:1.5:3 13Mtr. WPB | EA | 14 |  | 0 | 0 | 0
| 11 | Supply and Installation of cable Route marker including transportation from site/tent, excavation, refilling, disposing of malba, flooding with water, ramming/compacting of foundation as per standard specifications and drawing. | No. | 1200 |  | 0 | 0 | 0
| 12 | Cable looping chamber with Brick wall including cement concreting RCC Cover | LS | 42 |  | 0 | 0 | 0
| 13 | Provide necessary civil material for construction of Earthing chamber, excavation & installation of incuding earthingpipe dia up to 100mm dia for length of 3Mtr.Scope also includes necessary nutbolt, 25 Kg Bentonide Power , connection & welding with incoming earth flat. The work to be executed as per standard drawing & design | Nos. | 362 |  | 0 | 0 | 0
| 14 | Making Trenchless ducts upto 200 mm dia through Single Pipe by HDD method using HDD machine.Scope of work includes pulling of any grade of HDPE Pipe,Jointing of the pipes ,cable laying through HDPE Pipe and disposal of debris . | M | 29145 |  | 0 | 0 | 0
| 15 | Earth Work-excluding hard rock.Earth work in excavation by mechanical means (Hydraulic excavator)/manual means over areas (exceeding 30 cm in depth, 1.5 m in width as well as 10 sqm on plan) including getting out and disposal of excavated earth lead up to 50 m and lift up to 1.5 m, as directed by Engineer-in-charge. Note- All kind of excavation work with different size for plinth, Structure & other works will be considered under this line items. All kinds of soil | M3 | 31653.8 |  | 0 | 0 | 0
| 16 | Earth Work-hard rock.Earth work in excavation by mechanical means (Hydraulic excavator)/ manual means over areas (exceeding 30 cm in depth, 1.5 m in width as well as 10 sqm on plan) including getting out and disposal of excavated earth lead upto 50 m and lift upto 1.5 m, as directed by Engineer-in charge. Note- All kind of excavation work with different size for plinth, Structure & other works will be considered under this line items Hard rock. | M3 | 14710.414 |  | 0 | 0 | 0
| 17 | Shifting of excavated soil | M3 | 2193.165 |  | 0 | 0 | 0
| 18 | BA will Back fill the cable excvation site with same earth.BA will provide necessary Tools,Machinery & Manpower for the activity. | M3 | 44171.045 |  | 0 | 0 | 0
| 19 | Supply and erection of prefabricated RCC partition slab 950x450x75mm (M-30 grade) | EA | 6445 |  | 0 | 0 | 0
| 20 | Supply and erection of prefabricated RCC trench (1mtr W x 1.25mtr d), thickness 150mm (side slab) & 175mm (base slab) (M-30 grade) | M3 | 1595 |  | 0 | 0 | 0
| 21 | Supply of rod, bending, cutting and binding for prefabricated RCC slabs (0.6 Qint/Cum) | Ton | 29 |  | 0 | 0 | 0
| 22 | PCC (1:3:6) under the prefabricated RCC trench M20 | M3 | 217.5 |  | 0 | 0 | 0
| 23 | Damage of asphalt/tar road and other utilities and reconstructing to bring to its original shape after laying of cable in open trench (1mtr. width) | Mtr | 37893 |  | 0 | 0 | 0
| 24 | Supplying and spreading, filling other works with fine sand underfloors,ground etc as per EIC instruction. Scope of work also includes watering, ramming, consolidating and dressing complete and other works if required at site . | M3 | 439.5 |  | 0 | 0 | 0
| 25 | Sundries (LDPE Tape, etc) | EA | 21.4 |  | 0 | 0 | 0
| 26 | Dismantle of RSJ/WPB pole(150x150mm) & Return to Store | EA | 200 |  | 0 | 0 | 0
| 27 | Dismantling of Stay set complete & Return to Store | EA | 376 |  | 0 | 0 | 0
| 28 | Dismantle 33KV V cross arm & Return to Store | EA | 120 |  | 0 | 0 | 0
| 29 | Dismantle-33KV Pin Insulator & Return to Store | EA | 915.045 |  | 0 | 0 | 0
| 30 | Dismantle-33KV Disc with Hardware & Return to Store | EA | 618 |  | 0 | 0 | 0
| 31 | Dismantle-Steel work & Return to Store | KG | 4598.5293 |  | 0 | 0 | 0
| 32 | Dismantle-80-100 sqmm AAAC Conductor & Return to Store | Mtr | 37116 |  | 0 | 0 | 0
| 33 | Survey of incremental/delta network and assets changes of 33 kV & 11 KV network and updation in GESW databas | KM | 58.29 |  | 0 | 0 | 0
|  | Civil work Total | [5 empty] | 0
|  | Total all inclusive (Part- A) |  |  |  |  | 0